{"text_format":"1","workbook":"xlsx","n_sheets":4,"sheets":["Proj Info","Export","HERS H2O Calculations","Climate"],"not_rendered":{"charts":0,"images":2,"macros":1,"external_links":0,"defined_names":277,"comments":0,"pivot_tables":0},"unopened":[],"bounds":{"document_bytes":16777216,"sheet_cells":100000,"rows_first":2000,"rows_last":500,"rows_between":2000,"halvings":0,"cell_chars":16384,"cell_head_chars":4096},"cells_cut":0,"cells_raw":0,"read":"whole","date_system":"1900"}

{"sheet":"Proj Info","index":0,"n_rows":118,"n_cols":30,"rows_kept":118,"cut":false,"hidden":false,"merged":[[57,14,57,18],[13,1,13,4],[12,1,12,4],[9,1,9,2],[10,1,10,4],[15,1,15,3],[18,1,18,4],[20,1,20,3],[21,1,21,3],[0,0,0,11],[52,0,52,4],[64,0,64,4],[1,0,1,4],[1,5,1,11],[57,10,57,13],[8,2,8,4],[4,1,4,4],[6,1,6,3]]}
[{"$f":"CONCATENATE(\"Project Information Sheet: (version \",D4,\")\")","v":"Project Information Sheet: (version 1.3.09)"},null,null,null,null,null,null,null,null,null,null,null,null,null,null,"i"]
["Input cells highlighted in light yellow are mandatory entries.",null,null,null,null,"Input cells highlighed in light orange are optional entries."]
[]
["Location",null,"Excel_Version_No","1.3.09",null,"Comments/Instructions (in blue font):"]
["Street_Address","124456 example Street",null,null,null,"Enter address number and street name",null,null,null,null,null,null,null,null,null,null,null,null,null,null,null,null,null,null,{"$f":"_xlfn.IFNA(VLOOKUP(Zip_code,Climate!$A$2:$D$32481,2,FALSE),\"Invalid U.S. postal zip code\")","v":42.29587999999999}]
["Unit_ID","1A",null,null,null,"Enter unit identification if townhouses with same street address",null,null,null,null,null,null,null,null,null,null,null,null,null,null,null,null,null,null,null,"No","Standard","Timer","One","Standard"]
["City","Redondo Beach",null,null,null,"Enter name of nearest City where project is located",null,null,null,null,null,null,null,null,null,null,null,null,null,null,null,null,null,null,null,"Yes","Compact","Temperature","Multiple","Low-flow"]
["State","CA",null,null,null,"Enter two-letter postal code for State",null,null,null,null,null,null,null,null,null,null,null,null,null,null,null,null,null,null,null,null,null,"Demand"]
["Zip_Code",90277,{"$f":"IF(Y5=\"Invalid U.S. postal zip code\",Y5,\"\")","v":""},null,null,"Enter valid 5 digit U.S. postal zip code",null,null,null,null,null,null,null,null,null,null,null,null,null,null,null,null,null,null,null,null,null,"Manual"]
["TMY_State",{"$f":"VLOOKUP(Zip_code,Climate!$A$2:$I$32576,6,FALSE)","v":"California"},{"$f":"VLOOKUP(Zip_code,Climate!$A$2:$H$32481,6,FALSE)","v":"California"}]
["TMY_Weather_Station",{"$f":"VLOOKUP(Zip_code,Climate!$A$2:$I$32576,8,FALSE)","v":"Jack Northrop Fld H"},{"$f":"VLOOKUP(Zip_code,Climate!$A$2:$H$32481,6,FALSE)","v":"California"},{"$f":"VLOOKUP(Zip_code,Climate!$A$2:$I$32481,6,FALSE)","v":"California"},{"$f":"VLOOKUP(Zip_code,Climate!$A$2:$H$32481,6,FALSE)","v":"California"}]
["Providers"]
["Builder_Name","ABC Green Developments",null,null,null,"Enter the builder of record"]
["Rater_Name","Robert Rater",null,null,null,"Enter the name of the Rater certifed to perform HERS H2O Ratings"]
["Rater_RTIN","0987654",null,null,null,"Enter the certified Rater's RTIN (unique ID number assigned by RESNET)"]
["Rater_e-mail","rater@rater.com",null,null,null,"Enter certified Rater's e-mail address"]
["Site_Rating_Date","2020-02-05",null,null,null,"Enter date H2O Rating Site visit was completed"]
["Rating_Field_Inspector_ID_No","RO9668",null,null,null,"Enter Rating Field Inspector Identification Number if applicable"]
["QA_Provider_Name","NewQA Associates",null,null,null,"Enter the name of the Rater's Quality Assurance Provider"]
["QA_Provider_ID","9998-999",null,null,null,"Enter the QA Provider's unique ID number"]
["QA_Provider_e-mail","qaprovider@providerville.com",null,null,null,"Enter the Quality Assurance provider's e-mail addres"]
["Rating_Company","WeAreTheRatingCo, LLC.",null,null,null,"Enter the name of the Rating Company "]
["Home Characteristics"]
["RESNET_HERS_Index_ID",null,null,null,null,"If Home is HERS Rated, enter HERS Index Registration ID here."]
["RESNET_HERS-H2O_ID",null,null,null,null,"If there an existing HERS H2O ID, enter it here."]
["Conditioned_Floor_Area",2400,"sq.ft.",null,null,"Enter conditioned floor area in square feet"]
["Number_of_bedrooms",3,null,null,null,"Entry must be an integer"]
["Number_of_floors",2,null,null,null,"Entry must be an integer"]
["Basement","No",null,null,null,"Select answer from pull-down "]
["Home Water Features"]
["Water service pressure"]
["Pressure_tank_psi_limit","No",null,null,null,"Select 'Yes' from pull-down if pressure tank installed and set ≤ 90 psi"]
["Pressure_regulator_psi_limit","No",null,null,null,"Select 'Yes' from pull-down if pressure regulating valve installed upstream of fixtures and pressure test ≤ 90"]
["Documentation_psi","No",null,null,null,"Select 'Yes' from pull-down if written documentation from water supplier that pressure ≤ 90"]
["Measured_pressure",75,"psig"," (must be > 29 psig)",null,"Enter static water gage reading (psig) measured at the indoor fixture outlet on the lowest floor closest to the water service entry"]
["Water_softener","No",null,null,null,"Select answer from pull-down "]
["Toilets:"]
["Flush_Volume_Marker","No",null,null,null,"Select answer from pull-down "]
["No_single-flush_toilets",1,null,null,null,"Enter the number of single-flush toilets"]
["No_dual-flush_toilets",0,null,null,null,"Enter the number of dual-flush toilets"]
["Single-flush_volume",1.6,"gpf",null,null,"Enter average gallons per flush (gpf) of all single-flush toilets "]
["Dual-flush_volume",0,"gpf",null,null,"Enter average gallons per flush (gpf) of all duel-flush toilets "]
["Non-water-consuming","No",null,null,null,"Select 'Yes' from pull-down if non-water-consuming toilets present"]
["No_non-water_toilets",0,null,null,null,"Enter the number of non-water-consuming toilets"]
["Shower_head_flow_rate",2.5,"gpm",null,null,"Enter average gallons per minute (gpm) flow rate of all shower heads. "]
["Lavatory_faucet_efficiency","Standard",null,null,null,"Select 'Standard' or 'Low-flow' from pull-down "]
["Kitchen_sink_faucet_flow_rate",2.2000000000000002,"gpm",null,null,"Enter gallons per minute (gpm) flow rate of kitchen sink"]
["Dishwasher"]
["DW_Make","WPCmake",null,null,null,"Per Dishwasher specifications (cut sheet)"]
["DW_Model","WTDmodel",null,null,null,"Per Dishwasher specifications (cut sheet)"]
["DW_Capacity","Standard",null,null,null,"Select answer from pull-down as labeled on Energy Guide Label"]
["DW_Gallons_per_cycle",8.16,null,"Takes precidence if entered",null,"Enter gallons per cycle from CCMS database. Enter 8.16 when dishwasher not installed."]
["OR use label data to determine gal/cycle",null,null,null,null,null,"CCMS database:","https://www.regulations.doe.gov/certification-data/CCMS-All.html#q=Product_Group_s%3A* "]
["DW_Label_Energy_Rating",467,"kWh/y ","(from label)"]
["DW_Electric_Hot_Water_Cost",56.04,"$/y","(from label)",null,"Note: Dishwashers may use default values from Table 4.2.2.5(2), ANSI/RESNET/ICC 301-2019 Addendum A-2019 for detailed input"]
["DW_Gas_Hot_Water_Costs",33.11,"$/y","(from label)",null,"Note: Clothes Washers may use default values from Table 4.2.2.5(3), ANSI/RESNET/ICC 301-2019 Addendum A-2019 for detailed input"]
["DW_Electric_price",0.12,"$/kWh","(from label)"]
["DW_Gas_price",1.0900000000000001,"$/therm ","(from label)",null,null,null,null,null,null,"Typical Dishwasher Energy Guide Label",null,null,null,"Typical Clothes Washer Energy Guide Label"]
["DW_Wash_loads_per_week",4,null,"(integer from label)"]
["Clothes washer:    "]
["CW_Make","XYZmake",null,"per specificaitons"]
["CW_Model","X88model",null,"per specificaitons"]
["CW_Capacity",3,"cu.ft",null,null,"Enter 3.0 when clothes washer not installed"]
["CW_Integrated_Water_Factor",11.4,null,"from CCMS database",null,"Enter 11.4 when clothes washer not installed"]
["OR add following data to disaggregate hot and cold water use"]
["CW_IMEF",1,null,"from CCMS database"]
["CW_Label_Energy_Rating",400,"kWh/y ","(from label)"]
["CW_Electric_Hot_Water_Cost",48,"$/y","(from label)"]
["CW_Gas_Hot_Water_Costs",27,"$/y","(from label)"]
["CW_Electric_price",0.12,"$/kWh","(from label)"]
["CW_Gas_price",1.0900000000000001,"$/therm ","(from label)"]
["CW_Wash_loads_per_week",6,null,"(integer from label)"]
["Hot Water System"]
["HW_System_pipe_length",89.28,"ft",null,null,"Enter length in linear feet of hot water piping (PipL) per requirements of Section 4.2.2.5.2.11, ANSI/RESNET/ICC 301-2019"]
["HW_pipe_insulated","No",null,null,null,"Select 'Yes' from pull-down if R-3 pipe insulation in accordance with Section 4.2.2.5.2.11, ANSI/RESNET/ICC 301-2019"]
["HW_recirculation","No",null,null,null,"Select 'Yes' from pull-down if hot water recirculation system installed"]
["Drain_Water_Heat_Recovery","No",null,null,null,"Select answer from pull-down based on requirements of Section 4.2.2.5.2.11.1, ANSI/RESNET/ICC 301-2019"]
["No_showers_connected","One",null,null,null,"Select answer from pull-down based on requirements of Section 4.2.2.5.2.11.1, ANSI/RESNET/ICC 301-2019"]
["Equal_Flow","No",null,null,null,"Select answer from pull-down based on requirements of Section 4.2.2.5.2.11.1, ANSI/RESNET/ICC 301-2019"]
["CSA_DWHR_eff",0.54,null,null,null,"Enter Drain Water Heat Recovery (DWHR) efficiency percentage in accordance with CSA 55.1"]
["Landscape Design"]
["Lot_Area",10000,"sq.ft.",null,null,"Enter total area of the Lot where the rated home is located. Can typically be obtained from a site plan."]
["Pad_footprint_area",1400,"sq.ft.",null,null,"Enter measured home pad footprint area"]
["Total_available_area",8600,"sq.ft.",null,null,"Calculated in accordance with Section 5.3, Standard 850"]
["Front_area",5000,"sq.ft.",null,null,"Enter the front-facing area in accordance with Section 5.3, Standard 850 "]
["Back_area",3600,"sq.ft.",null,null,"Calculated as Total_available_area - Front_area"]
["Is_Back_area_improved","Yes",null,null,null,"Is the Back area improved in accordance with Section 5.3, Standard 850?"]
["Front_irrigation_area",3000,"sq.ft.",null,null,"Enter ONLY the Front_irrigation_area. "]
["Back_irrigation_area",2770,"sq.ft.",null,null,"IF Back area is improved, enter Back_irrigation_area OR if there is no Back_irrigation_area, enter 0.001"]
["Total_irrigation_area",{"$f":"Total_irrigation_area","v":5770},"sq.ft.",null,null,"Calculated in accordance with Section 5.3, Standard 850"]
["Outdoor Water Features"]
["Pool_or_spa","No",null,null,null,"Select 'Yes' from pull-down if pool or spa is present"]
["Irrigation_System","Yes",null,null,null,"Select 'Yes' from pull-down if automatic irrigation system installed?"]
["Profession_Irr_audit","No",null,null,null,"Select 'Yes' from pull-down if inspection by Certified Professional"]
["Irr_Weather_Control","No",null,null,null,"Select 'Yes' from pull-down if weather-based irrigation controllers or approved soil moisture sensor-based controller"]
["Use_RICI","No",null,null,null,"Select 'Yes' from pull-down if Residnetial Irrigation Capacity Index (RICI) is to be used"]
["RICI_zone_flow_rates",15,null,null,null,"Enter the sum of all irrigation system flow rates to use RICI credits"]
["Water Cost"]
["H2O_price",5,"$/CCF",null,null,"Enter water cost in dollars per hundred cubic feet (1 CCF = 748.05 gallons)"]
["Water Sense Mandatory Requirements"]
["WS_Pressure_loss_tests","No",null,null,null,"Pressure-loss test on all water supplies detects no leaks"]
["WS_Leak_free_hot_water","No",null,null,null,"Free of visible leaks from hot water delivery system"]
["WS_Leak_free_toilets","No",null,null,null,"Free of visible leaks from toilet(s), as determined through visual assessment and by conducting a dye tablet test in each toilet to ensure the flapper is not leaking"]
["WS_Leak_free_bathroom_faucets","No",null,null,null,"Free of visible leaks from bathroom faucet(s)"]
["WS_Leak_free_showerheads","No",null,null,null,"Free of visible leaks from showerhead(s)"]
["WS_Leak_free_bathroom_tubs","No",null,null,null,"Free of visible leaks from bathroom tub faucet(s), i.e., tub spout(s), when showerhead(s) is activated, as determined through visual assessment after showerhead has been activated for one minute"]
["WS_Leak_free_kitchen_faucets","No",null,null,null,"Free of visible leaks from kitchen and other sink faucet(s)"]
["WS_Leak_free_other_fixtures","No",null,null,null,"Free of visible leaks from other fixtures or appliances (e.g., clothes washers, dishwashers, hose bibs, irrigation systems) at point of use or point of connection to water distribution system"]
["WS_Toilets_labeled","No",null,null,null,"WaterSense labeled"]
["WS_Bathroom_sink_faucets_labeled","No",null,null,null,"WaterSense labeled"]
["WS_Showerheads_labeled","No",null,null,null,"WaterSense labeled"]
[]
["Results",null,null,null,"Estimated_indoor_daily_use",null,null,{"$f":"ROUND('HERS H2O Calculations'!G15,0)","v":133},"gal/day"]
["Annual_Reference_H2O_Use",{"$f":"ROUND('HERS H2O Calculations'!J17*365,0)","v":151387},"gal/y",null,"Estimated_indoor_daily_savings",null,null,{"$f":"ROUND('HERS H2O Calculations'!J15-Estimated_indoor_daily_use,0)","v":0},"gal/day"]
["Annual_Rated_H2O_Use",{"$f":"ROUND('HERS H2O Calculations'!G17*365,0)","v":151387},"gal/y",null,"Indoor_Water_Rating_Index",null,null,{"$f":"ROUND('HERS H2O Calculations'!G19,0)","v":100}]
["Annual_H2O_Saved",{"$f":"ROUND('HERS H2O Calculations'!G18*365,0)","v":0},"gal/y",null,"Estimated_outdoor_daily_use",null,null,{"$f":"ROUND('HERS H2O Calculations'!G16,0)","v":282},"gal/day"]
["Annual_H2O_Cost_Savings",{"$f":"ROUND('HERS H2O Calculations'!J22,2)","v":0},"$/y",null,"Estimated_outdoor_daily_savings",null,null,{"$f":"ROUND('HERS H2O Calculations'!J16-Estimated_outdoor_daily_use,0)","v":0},"gal/day"]
["Overall_Water_Rating_Index",{"$f":"ROUND('HERS H2O Calculations'!G21,0)","v":100},null,null,"Outdoor_Water_Rating_Index",null,null,{"$f":"ROUND('HERS H2O Calculations'!G20,0)","v":100}]

{"sheet":"Export","index":1,"n_rows":103,"n_cols":3,"rows_kept":103,"cut":false,"hidden":true,"merged":[]}
[null,"Excel_Version_No",{"$f":"Excel_Version_No","v":"1.3.09"}]
[null,{"$f":"'Proj Info'!A5","v":"Street_Address"},{"$f":"Street_Address","v":"124456 example Street"}]
[null,{"$f":"'Proj Info'!A6","v":"Unit_ID"},{"$f":"Unit_ID","v":"1A"}]
[null,{"$f":"'Proj Info'!A7","v":"City"},{"$f":"City","v":"Redondo Beach"}]
[null,{"$f":"'Proj Info'!A8","v":"State"},{"$f":"State","v":"CA"}]
[null,{"$f":"'Proj Info'!A9","v":"Zip_Code"},{"$f":"Zip_code","v":90277}]
[null,{"$f":"'Proj Info'!A13","v":"Builder_Name"},{"$f":"Builder_Name","v":"ABC Green Developments"}]
[null,{"$f":"'Proj Info'!A14","v":"Rater_Name"},{"$f":"Rater_Name","v":"Robert Rater"}]
[null,{"$f":"'Proj Info'!A15","v":"Rater_RTIN"},{"$f":"Rater_RTIN","v":"0987654"}]
[null,{"$f":"'Proj Info'!A16","v":"Rater_e-mail"},{"$f":"Rater_e_mail","v":"rater@rater.com"}]
[null,{"$f":"'Proj Info'!A17","v":"Site_Rating_Date"},{"$f":"Site_Rating_Date","v":"2020-02-05"}]
[null,{"$f":"'Proj Info'!A18","v":"Rating_Field_Inspector_ID_No"},{"$f":"Rating_Field_Inspector_ID_No","v":"RO9668"}]
[null,{"$f":"'Proj Info'!A19","v":"QA_Provider_Name"},{"$f":"QA_Provider_Name","v":"NewQA Associates"}]
[null,{"$f":"'Proj Info'!A20","v":"QA_Provider_ID"},{"$f":"QA_Provider_ID","v":"9998-999"}]
[null,{"$f":"'Proj Info'!A21","v":"QA_Provider_e-mail"},{"$f":"QA_Provider_e_mail","v":"qaprovider@providerville.com"}]
[null,{"$f":"'Proj Info'!A22","v":"Rating_Company"},{"$f":"Rating_Company","v":"WeAreTheRatingCo, LLC."}]
[null,{"$f":"'Proj Info'!A24","v":"RESNET_HERS_Index_ID"},{"$f":"RESNET_HERS_Index_ID","v":0}]
[null,{"$f":"'Proj Info'!A25","v":"RESNET_HERS-H2O_ID"},{"$f":"RESNET_HERS_H2O_ID","v":0}]
[null,{"$f":"'Proj Info'!A26","v":"Conditioned_Floor_Area"},{"$f":"Conditioned_Floor_Area","v":2400}]
[null,{"$f":"'Proj Info'!A27","v":"Number_of_bedrooms"},{"$f":"Number_of_bedrooms","v":3}]
[null,{"$f":"'Proj Info'!A28","v":"Number_of_floors"},{"$f":"Number_of_floors","v":2}]
[null,{"$f":"'Proj Info'!A29","v":"Basement"},{"$f":"Basement","v":"No"}]
[null,{"$f":"'Proj Info'!A32","v":"Pressure_tank_psi_limit"},{"$f":"Pressure_tank_psi_limit","v":"No"}]
[null,{"$f":"'Proj Info'!A33","v":"Pressure_regulator_psi_limit"},{"$f":"Pressure_regulator_psi_limit","v":"No"}]
[null,{"$f":"'Proj Info'!A34","v":"Documentation_psi"},{"$f":"Documentation_psi","v":"No"}]
[null,{"$f":"'Proj Info'!A35","v":"Measured_pressure"},{"$f":"Measured_pressure","v":75}]
[null,{"$f":"'Proj Info'!A36","v":"Water_softener"},{"$f":"Water_softener","v":"No"}]
[null,{"$f":"'Proj Info'!A38","v":"Flush_Volume_Marker"},{"$f":"Flush_Volume_Marker","v":"No"}]
[null,{"$f":"'Proj Info'!A39","v":"No_single-flush_toilets"},{"$f":"No_single_flush_toilets","v":1}]
[null,{"$f":"'Proj Info'!A40","v":"No_dual-flush_toilets"},{"$f":"No_dual_flush_toilets","v":0}]
[null,{"$f":"'Proj Info'!A41","v":"Single-flush_volume"},{"$f":"Single_flush_volume","v":1.6}]
[null,{"$f":"'Proj Info'!A42","v":"Dual-flush_volume"},{"$f":"Dual_flush_volume","v":0}]
[null,{"$f":"'Proj Info'!A43","v":"Non-water-consuming"},{"$f":"Non_water_consuming","v":"No"}]
[null,{"$f":"'Proj Info'!A44","v":"No_non-water_toilets"},{"$f":"No_non_water_toilets","v":0}]
[null,{"$f":"'Proj Info'!A45","v":"Shower_head_flow_rate"},{"$f":"Shower_head_flow_rate","v":2.5}]
[null,{"$f":"'Proj Info'!A46","v":"Lavatory_faucet_efficiency"},{"$f":"Lavatory_faucet_efficiency","v":"Standard"}]
[null,{"$f":"'Proj Info'!A47","v":"Kitchen_sink_faucet_flow_rate"},{"$f":"Kitchen_sink_faucet_flow_rate","v":2.2000000000000002}]
[null,{"$f":"'Proj Info'!A49","v":"DW_Make"},{"$f":"DW_Make","v":"WPCmake"}]
[null,{"$f":"'Proj Info'!A50","v":"DW_Model"},{"$f":"DW_Model","v":"WTDmodel"}]
[null,{"$f":"'Proj Info'!A51","v":"DW_Capacity"},{"$f":"DW_Capacity","v":"Standard"}]
[null,{"$f":"'Proj Info'!A52","v":"DW_Gallons_per_cycle"},{"$f":"DW_Gallons_per_cycle","v":8.16}]
[null,{"$f":"'Proj Info'!A54","v":"DW_Label_Energy_Rating"},{"$f":"DW_Label_Energy_Rating","v":467}]
[null,{"$f":"'Proj Info'!A55","v":"DW_Electric_Hot_Water_Cost"},{"$f":"DW_Electric_Hot_Water_Cost","v":56.04}]
[null,{"$f":"'Proj Info'!A56","v":"DW_Gas_Hot_Water_Costs"},{"$f":"DW_Gas_Hot_Water_Costs","v":33.11}]
[null,{"$f":"'Proj Info'!A57","v":"DW_Electric_price"},{"$f":"DW_Electric_price","v":0.12}]
[null,{"$f":"'Proj Info'!A58","v":"DW_Gas_price"},{"$f":"DW_Gas_price","v":1.0900000000000001}]
[null,{"$f":"'Proj Info'!A59","v":"DW_Wash_loads_per_week"},{"$f":"DW_Wash_loads_per_week","v":4}]
[null,{"$f":"'Proj Info'!A61","v":"CW_Make"},{"$f":"CW_Make","v":"XYZmake"}]
[null,{"$f":"'Proj Info'!A62","v":"CW_Model"},{"$f":"CW_Model","v":"X88model"}]
[null,{"$f":"'Proj Info'!A63","v":"CW_Capacity"},{"$f":"CW_Capacity","v":3}]
[null,{"$f":"'Proj Info'!A64","v":"CW_Integrated_Water_Factor"},{"$f":"CW_Integrated_Water_Factor","v":11.4}]
[null,{"$f":"'Proj Info'!A66","v":"CW_IMEF"},{"$f":"CW_IMEF","v":1}]
[null,{"$f":"'Proj Info'!A67","v":"CW_Label_Energy_Rating"},{"$f":"CW_Label_Energy_Rating","v":400}]
[null,{"$f":"'Proj Info'!A68","v":"CW_Electric_Hot_Water_Cost"},{"$f":"CW_Electric_Hot_Water_Cost","v":48}]
[null,{"$f":"'Proj Info'!A69","v":"CW_Gas_Hot_Water_Costs"},{"$f":"CW_Gas_Hot_Water_Costs","v":27}]
[null,{"$f":"'Proj Info'!A70","v":"CW_Electric_price"},{"$f":"CW_Electric_price","v":0.12}]
[null,{"$f":"'Proj Info'!A71","v":"CW_Gas_price"},{"$f":"CW_Gas_price","v":1.0900000000000001}]
[null,{"$f":"'Proj Info'!A72","v":"CW_Wash_loads_per_week"},{"$f":"CW_Wash_loads_per_week","v":6}]
[null,{"$f":"'Proj Info'!A74","v":"HW_System_pipe_length"},{"$f":"HW_System_pipe_length","v":89.28}]
[null,{"$f":"'Proj Info'!A75","v":"HW_pipe_insulated"},{"$f":"HW_pipe_insulated","v":"No"}]
[null,{"$f":"'Proj Info'!A76","v":"HW_recirculation"},{"$f":"HW_recirculation","v":"No"}]
[null,{"$f":"'Proj Info'!A77","v":"Drain_Water_Heat_Recovery"},{"$f":"Drain_Water_Heat_Recovery","v":"No"}]
[null,{"$f":"'Proj Info'!A78","v":"No_showers_connected"},{"$f":"No_showers_connected","v":"One"}]
[null,{"$f":"'Proj Info'!A79","v":"Equal_Flow"},{"$f":"Equal_Flow","v":"No"}]
[null,{"$f":"'Proj Info'!A80","v":"CSA_DWHR_eff"},{"$f":"CSA_DWHR_eff","v":0.54}]
[null,{"$f":"'Proj Info'!A82","v":"Lot_Area"},{"$f":"Lot_Area","v":10000}]
[null,{"$f":"'Proj Info'!A83","v":"Pad_footprint_area"},{"$f":"Pad_footprint_area","v":1400}]
[null,{"$f":"'Proj Info'!A84","v":"Total_available_area"},{"$f":"Total_available_area","v":8600}]
[null,{"$f":"'Proj Info'!A85","v":"Front_area"},{"$f":"Front_area","v":5000}]
[null,{"$f":"'Proj Info'!A86","v":"Back_area"},{"$f":"Back_area","v":3600}]
[null,{"$f":"'Proj Info'!A87","v":"Is_Back_area_improved"},{"$f":"Is_Back_area_improved","v":"Yes"}]
[null,{"$f":"'Proj Info'!A88","v":"Front_irrigation_area"},{"$f":"Front_irrigation_area","v":3000}]
[null,{"$f":"'Proj Info'!A89","v":"Back_irrigation_area"},{"$f":"Back_irrigation_area","v":2770}]
[null,{"$f":"'Proj Info'!A90","v":"Total_irrigation_area"},{"$f":"Total_irrigation_area","v":5770}]
[null,{"$f":"'Proj Info'!A92","v":"Pool_or_spa"},{"$f":"Pool_or_spa","v":"No"}]
[null,{"$f":"'Proj Info'!A93","v":"Irrigation_System"},{"$f":"Irrigation_System","v":"Yes"}]
[null,{"$f":"'Proj Info'!A94","v":"Profession_Irr_audit"},{"$f":"Profession_Irr_audit","v":"No"}]
[null,{"$f":"'Proj Info'!A95","v":"Irr_Weather_Control"},{"$f":"Irr_Weather_Control","v":"No"}]
[null,{"$f":"'Proj Info'!A96","v":"Use_RICI"},{"$f":"Use_RICI","v":"No"}]
[null,{"$f":"'Proj Info'!A97","v":"RICI_zone_flow_rates"},{"$f":"RICI_zone_flow_rates","v":15}]
[null,{"$f":"'Proj Info'!A99","v":"H2O_price"},{"$f":"H2O_price","v":5}]
[null,{"$f":"'Proj Info'!A101","v":"WS_Pressure_loss_tests"},{"$f":"WS_Pressure_loss_tests","v":"No"}]
[null,{"$f":"'Proj Info'!A102","v":"WS_Leak_free_hot_water"},{"$f":"WS_Leak_free_hot_water","v":"No"}]
[null,{"$f":"'Proj Info'!A103","v":"WS_Leak_free_toilets"},{"$f":"WS_Leak_free_toilets","v":"No"}]
[null,{"$f":"'Proj Info'!A104","v":"WS_Leak_free_bathroom_faucets"},{"$f":"WS_Leak_free_bathroom_faucets","v":"No"}]
[null,{"$f":"'Proj Info'!A105","v":"WS_Leak_free_showerheads"},{"$f":"WS_Leak_free_showerheads","v":"No"}]
[null,{"$f":"'Proj Info'!A106","v":"WS_Leak_free_bathroom_tubs"},{"$f":"WS_Leak_free_bathroom_tubs","v":"No"}]
[null,{"$f":"'Proj Info'!A107","v":"WS_Leak_free_kitchen_faucets"},{"$f":"WS_Leak_free_kitchen_faucets","v":"No"}]
[null,{"$f":"'Proj Info'!A108","v":"WS_Leak_free_other_fixtures"},{"$f":"WS_Leak_free_other_fixtures","v":"No"}]
[null,{"$f":"'Proj Info'!A109","v":"WS_Toilets_labeled"},{"$f":"WS_Toilets_labeled","v":"No"}]
[null,{"$f":"'Proj Info'!A110","v":"WS_Bathroom_sink_faucets_labeled"},{"$f":"WS_Bathroom_sink_faucets_labeled","v":"No"}]
[null,{"$f":"'Proj Info'!A111","v":"WS_Showerheads_labeled"},{"$f":"WS_Showerheads_labeled","v":"No"}]
[null,{"$f":"'Proj Info'!A114","v":"Annual_Reference_H2O_Use"},{"$f":"Annual_Reference_H2O_Use","v":151387}]
[null,{"$f":"'Proj Info'!A115","v":"Annual_Rated_H2O_Use"},{"$f":"Annual_Rated_H2O_Use","v":151387}]
[null,{"$f":"'Proj Info'!A116","v":"Annual_H2O_Saved"},{"$f":"Annual_H2O_Saved","v":0}]
[null,{"$f":"'Proj Info'!A117","v":"Annual_H2O_Cost_Savings"},{"$f":"Annual_H2O_Cost_Savings","v":0}]
[null,{"$f":"'Proj Info'!A118","v":"Overall_Water_Rating_Index"},{"$f":"Overall_Water_Rating_Index","v":100}]
[null,{"$f":"'Proj Info'!E113","v":"Estimated_indoor_daily_use"},{"$f":"Estimated_indoor_daily_use","v":133}]
[null,{"$f":"'Proj Info'!E114","v":"Estimated_indoor_daily_savings"},{"$f":"Estimated_indoor_daily_savings","v":0}]
[null,{"$f":"'Proj Info'!E115","v":"Indoor_Water_Rating_Index"},{"$f":"Indoor_Water_Rating_Index","v":100}]
[null,{"$f":"'Proj Info'!E116","v":"Estimated_outdoor_daily_use"},{"$f":"Estimated_outdoor_daily_use","v":282}]
[null,{"$f":"'Proj Info'!E117","v":"Estimated_outdoor_daily_savings"},{"$f":"Estimated_outdoor_daily_savings","v":0}]
[null,{"$f":"'Proj Info'!E118","v":"Outdoor_Water_Rating_Index"},{"$f":"Outdoor_Water_Rating_Index","v":100}]

{"sheet":"HERS H2O Calculations","index":2,"n_rows":125,"n_cols":32,"rows_kept":125,"cut":false,"hidden":true,"merged":[[0,0,0,13],[30,4,30,5],[2,4,2,6],[2,7,2,9],[30,6,30,7]]}
["HERSH2O  Calculation Spreadsheet",null,null,null,null,null,null,null,null,null,null,null,null,null,null,null,null,null,null,null,null,null,null,null,null,null,"https://api-v3.resnet.us/api/submitExcelH2ORating?code=8hHFra1s/SCEMdscPms3BmXtBW60daPcFp9juYuqldBO4pcq3eAVEw=="]
[null,null,null,null,null,null,null,null,null,null,null,null,null,null,null,null,null,null,null,null,null,null,null,null,null,null,"MIIBCgKCAQEAw5p4PO8tL54CpJhziVirP0BnjqzlBEXRDGUMLFebjP8Q5ANCQoUX","X1UtZREltplADAdm5+J0Gb1GtBTN1PT4odFqUeLpLMR5nUcO9TM3TCn1yTLP6R8V","QuEHylFpOscgqLvb0n6n1lpAu4F3Fj4Wqagx+ndSBknJxZupNS8cvgGK5Q4CQ1oZ","9z+zHwNaD7TAsE6Qs0M6qOIPYOYR3MJtCohEPZCNmJG1viTvQlYs5yNocXF2aVs9","gxjYb383G7XPnLQxOk0cTJos16TAPKMHRv9dhLevusTuYfkjttrNNkUrXuKMfyXA","JRR8x1fEHUNP7wjUA1m5Q/crKCP4mqFLfQIDAQAB"]
[null,null,null,null,"Rated Home",null,null,"Reference Home"]
["U.S. postal zip code",{"$f":"Zip_code","v":90277},null,"Water Use","Cold Wtr","Hot Wtr","Total Wtr","Cold Wtr","Hot Wtr","Total Wtr","Home characteristics:",null,"Drain Water Heat Recovery:",null,null,"Table 4.2.2.5.2.11(1) Hot water fixture effectiveness",null,null,null,"Pull down lists:"]
["State:",{"$f":"VLOOKUP(Zip_code,Climate!$A$2:$I$32481,6,FALSE)","v":"California"},null,"Shower_gpd",{"$f":"G5-F5","v":8.555595026642985},{"$f":"FixtureHot*shower_pc*SHeff","v":15.528404973357018},{"$f":"FixtureTot*shower_pc*SHeff","v":24.084000000000003},{"$f":"J5-I5","v":8.555595026642985},{"$f":"refFixtureHot*shower_pc","v":15.528404973357018},{"$f":"refFixtureTot*shower_pc","v":24.084000000000003},"CFA",{"$f":"IF('Proj Info'!B26=0,NA(),'Proj Info'!B26)","v":2400},"Showers connected",{"$f":"IF('Proj Info'!B77=\"Yes\",IF('Proj Info'!B78=\"Multiple\",\"all\",IF('Proj Info'!B78=\"One\",\"one\",#N/A)),#N/A)","v":{"$error":"#N/A"}},null,"Plumbing Fixture Description","Feff",null,null,"sys type","fix eff","P-insul","WH Type","Eq. Flow?","#DWHRU","Y/N"]
["TMY weather station:",{"$f":"VLOOKUP(Zip_code,Climate!$A$2:$I$32481,8,FALSE)","v":"Jack Northrop Fld H"},null,"KitchF_gpd",{"$f":"G6-F6","v":5.0287886323268189},{"$f":"kitch*FixtureHot*faucet_pc*KitchFeff","v":9.1272513676731784},{"$f":"kitch*FixtureTot*faucet_pc*KitchFeff","v":14.156039999999997},{"$f":"J6-I6","v":5.0287886323268189},{"$f":"kitch*refFixtureHot*faucet_pc","v":9.1272513676731784},{"$f":"kitch*refFixtureTot*faucet_pc","v":14.156039999999997},"Nbr",{"$f":"IF('Proj Info'!B27=0,NA(),'Proj Info'!B27)","v":3},"Equal flow?",{"$f":"IF('Proj Info'!B77=\"Yes\",IF('Proj Info'!B79=\"Yes\",\"yes\",IF('Proj Info'!B79=\"No\",\"no\",#N/A)),#N/A)","v":{"$error":"#N/A"}},null,"std",1,null,null,"std","std","none","gas","no","all","yes"]
["System Inputs:",null,null,"LavF_gpd",{"$f":"G7-F7","v":2.2593108348134994},{"$f":"lav*FixtureHot*faucet_pc*LavFeff","v":4.1006491651865016},{"$f":"lav*FixtureTot*faucet_pc*LavFeff","v":6.3599600000000009},{"$f":"J7-I7","v":2.2593108348134994},{"$f":"lav*refFixtureHot*faucet_pc","v":4.1006491651865016},{"$f":"lav*refFixtureTot*faucet_pc","v":6.3599600000000009},"Nfl",{"$f":"IF('Proj Info'!B28=0,NA(),'Proj Info'!B28)","v":2},"CSA 55.1 DWHReff",{"$f":"IF('Proj Info'!B77=\"Yes\",'Proj Info'!B80,0)","v":0},null,"low",0.95,null,null,"re, none","low-flow","R-3","elec","yes","one","no"]
["Distribution system",{"$f":"IF('Proj Info'!B76=\"No\",\"std\",\"re, none\")","v":"std"},null,"Waste_gpd",{"$f":"F_eff*(oWgpd+sWgpd*WDeff)*(1-Fmix)*adjFmix/Fmix","v":5.5835423694809876},{"$f":"F_eff*(oWgpd+sWgpd*WDeff)*adjFmix","v":10.134129400607991},{"$f":"E8+F8","v":15.717671770088979},{"$f":"(refoWgpd+refsWgpd)*(1-Fmix)","v":5.5835423694809876},{"$f":"(refoWgpd+refsWgpd)*Fmix","v":10.134129400607991},{"$f":"H8+I8","v":15.717671770088979},"Bsmt",{"$f":"IF('Proj Info'!B29=\"Yes\",1,0)","v":0},"Tmains =",{"$f":"Tavg+Tmains_offset","v":68.7},null,null,null,null,null,"re, temp"]
["HW pipe Insulation",{"$f":"IF('Proj Info'!B75=\"yes\",\"R-3\",\"none\")","v":"none"},null,"CW_gpd",{"$f":"G9-F9","v":24.024348595003374},{"$f":"CWgpd","v":4.4131856515719701},{"$f":"IF(B80=0,B80/B80,CW_Capacity*CW_IWF*CW_ACY/365)","v":28.437534246575346},{"$f":"J9-I9","v":24.024234246575347},{"$f":"refCWgpd","v":4.4132999999999996},{"$f":"refCWtotgpd","v":28.437534246575346},"Appliances:",null,"WHinTadj =",{"$f":"IF($B$17=\"yes\",Ifrac*(DWHRinT-Tmains)*DWHReff*PLC*LocF*FixF,0)","v":0},null,"Table 4.2.2.5.2.11(2) Hot Water Distribution Factors",null,null,null,"re, dmd"]
["Shower (gpm)",{"$f":"Shower_head_flow_rate","v":2.5},null,"DW_gpd",null,{"$f":"DWgpd","v":4.3147397260273976},{"$f":"DWgpd","v":4.3147397260273976},null,{"$f":"refDWgpd","v":4.3159172602739719},{"$f":"refDWgpd","v":4.3159172602739719},"DWgpc",{"$f":"B74","v":8.16},"WHinT =",{"$f":"IF($B$17=\"no\",Tmains,Tmains+WHinTadj)","v":68.7},null,"System type","none ","R-3",null,"re, man"]
["Kitch Faucet (gpm)",{"$f":"Kitchen_sink_faucet_flow_rate","v":2.2000000000000002},null,"Toilets_gpd",{"$f":"G11-F11","v":21.896799999999999},null,{"$f":"refFPO*gpf*Occ","v":21.896799999999999},{"$f":"J11-I11","v":21.896799999999999},null,{"$f":"refFPO*refGPF*Occ","v":21.896799999999999},"CWgpd","std",null,null,null,"std",1,0.9]
["Lav Faucet efficiency",{"$f":"IF('Proj Info'!B46=\"Standard\",\"std\",IF('Proj Info'!B46=\"Low-flow\",\"low-flow\",\"std\"))","v":"std"},null,"Soft_gpd",{"$f":"Soft_gpd","v":0},null,{"$f":"Soft_gpd","v":0},{"$f":"refSofgpd","v":0},null,{"$f":"refSofgpd","v":0},"CW_IWF",{"$f":"CW_IWF","v":11.4},null,null,null,"re, none",1.1100000000000001,1,null,"cWash","CAPw","LER","$/kWh","$/therm","AGC","WF"]
["Std sys pipe length",{"$f":"HW_System_pipe_length","v":89.28},null,"Other_gpd",{"$f":"G13-F13","v":15.700000000000001},{"$f":"HotOther_br*Nbr","v":2.1},{"$f":"TotOther_br*Nbr","v":17.8},{"$f":"J13-I13","v":15.700000000000001},{"$f":"HotOther_br*Nbr","v":2.1},{"$f":"TotOther_br*Nbr","v":17.8},"Toilets:",null,null,null,null,"re, temp",1.1100000000000001,1,null,"std",2.8740000000000001,704,8.0299999999999996E-2,0.57999999999999996,23,9.5]
["Recirc sys loop length",{"$f":"loopL","v":158.56},null,"EP_gpd",{"$f":"IF(Static_Pressure>90,(E5+0.5*(E6+E7+E13))*(0.006*(Static_Pressure-90)),0)","v":0},{"$f":"IF(Static_Pressure>90,(F5+0.5*(F6+F7+F13))*(0.006*(Static_Pressure-90)),0)","v":0},{"$f":"IF(Static_Pressure>90,(G5+0.5*(G6+G7+G13))*(0.006*(Static_Pressure-90)),0)","v":0},0,0,0,"gpf",{"$f":"(Single_flush_volume*No_single_flush_toilets+Dual_flush_volume*No_dual_flush_toilets)/(No_single_flush_toilets+No_dual_flush_toilets+No_non_water_toilets)","v":1.6},null,null,null,"re, dmd",1.1100000000000001,1,null,"2008",3.2,487,8.0299999999999996E-2,0.68799999999999994,23,8]
["Recirc sys branch length",10,null,"Indoor_gpd",{"$f":"G15-F15","v":83.04838545826766},{"$f":"SUM(F5:F14)","v":49.718360284424058},{"$f":"SUM(G5:G14)","v":132.76674574269171},{"$f":"J15-I15","v":83.048271109839632},{"$f":"SUM(I5:I14)","v":49.719652167098658},{"$f":"SUM(J5:J14)","v":132.76792327693829},"No. non-water",{"$f":"IF('Proj Info'!B43=\"Yes\",'Proj Info'!B44,0)","v":0},null,null,null,"re, man",1.1100000000000001,1,null,"e-Star",3.5,281,8.5999999999999993E-2,0.91,14,6]
["Recirc pumpWatts",50,null,"Outdoor_gpd",{"$f":"Out_gpd","v":281.99166132449659},0,{"$f":"Out_gpd","v":281.99166132449659},{"$f":"OutRef_gpd","v":281.99166132449659},0,{"$f":"OutRef_gpd","v":281.99166132449659},"Water Softener:",null,null,null,null,null,null,null,null,"BestAv",3.31,151,0.1065,1.218,12,4]
["DW heat recovery?",{"$f":"IF('Proj Info'!B77=\"Yes\",\"yes\",\"no\")","v":"no"},null,"Total_gpd",{"$f":"SUM(E15:E16)","v":365.04004678276425},49.718360284424058,414.75840706718827,365.03993243433621,49.719652167098658,414.75958460143488,"Softener",{"$f":"IF('Proj Info'!B36=\"Yes\",\"yes\",\"no\")","v":"no"},null,null,null,"Table 4.2.2.5.2.11(3) Distribution system water use effectiveness"]
["Landscape Design:",null,null,"Save_Tot =",{"$f":"H17-E17","v":-1.1434842804192158E-4},{"$f":"I17-F17","v":1.291882674600231E-3},{"$f":"J17-G17","v":1.1775342466080474E-3},"na","na","na","gal/removed",{"$f":"B42","v":5},"gallons/1,000 grains removed",null,null,"Distribution System Description","none",null,null,"dWash","dWcap","DW_EF"]
["Lot Area (ft2)",{"$f":"Lot_Area","v":10000},null,"H2O_in =",{"$f":"ColdW_gpd/H15*100","v":100.0001376891132},{"$f":"F15/I15*100","v":99.997401665904135},{"$f":"G15/J15*100","v":99.999113088299111},"na","na","na","Outdoors:",null,null,null,null,"Std",1,null,null,"std",12,0.46]
["Total Available Area (ft2)",{"$f":"Lot_Area-Pad_footprint_area","v":8600},null,"H2O_Out =",{"$f":"E16/H16*100","v":100},{"$f":"100","v":100},{"$f":"G16/J16*100","v":100},"na","na","na","Inground Pool?",{"$f":"IF('Proj Info'!B92=\"Yes\",\"yes\",\"no\")","v":"no"},null,null,null,"re, none",0.1,null,null,"e-Star",12,0.73]
["Front Area (ft2)",{"$f":"Front_area","v":5000},null,"H2O_Tot =",{"$f":"E17/H17*100","v":100.00003132490937},{"$f":"F17/I17*100","v":99.997401665904135},{"$f":"G17/J17*100","v":99.9997160923363},"na","na","na","Automatic Irrigation?",{"$f":"IF('Proj Info'!B93=\"Yes\",\"yes\",\"no\")","v":"yes"},null,null,null,"re, temp",{"$f":"Q20","v":0.1},null,null,"BestAv",12,1.1200000000000001]
["Back Area (ft2)",{"$f":"Total_available_area-Front_area","v":3600},null,null,"HERSH2O =",{"$f":"G21","v":99.9997160923363},"H2Osave* =",{"$f":"G18*365","v":0.4298000000119373},"$save** =",{"$f":"IF(H22*L27<L27,0,H22/748.05*L27)","v":0},"Smart/weather-based controller?",{"$f":"IF('Proj Info'!B95=\"Yes\",\"yes\",\"no\")","v":"no"},"(optional field)",null,null,"re, dmd",{"$f":"Q20","v":0.1}]
["Front Irr Area (ft2)",{"$f":"Front_irrigation_area","v":3000},null,null,{"$f":"SUM(E5:E14)","v":83.048385458267674},{"$f":"SUM(F5:F14)","v":49.718360284424058},"* Gallons per year",null,"** $ per year",null,"Use RICI?",{"$f":"IF('Proj Info'!B96=\"Yes\",\"yes\",\"no\")","v":"no"},"(optional field)",null,null,"re, man",{"$f":"Q20","v":0.1}]
["Pred Back Irr Area (ft2)",{"$f":"ROUND(Back_area/Total_available_area*Ref_Irr_Area,0)","v":2415},null,null,"% Outdoor H2O =",{"$f":"G16/G17","v":0.67989378037806891},{"$f":"E23+F23","v":132.76674574269174},{"$f":"SUM(H5:H14)","v":83.048271109839632},{"$f":"SUM(I5:I14)","v":49.719652167098658},{"$f":"H24+I24","v":132.76792327693829},"Zone flow rates",{"$f":"RICI_zone_flow_rates","v":15},"Sum of irrigation zones (optional field)"]
["Total Irrigation Area (ft2)",{"$f":"IF(Is_Back_area_improved=\"No\",ROUND(Pred_Back_Irr_Area/Total_available_area*Ref_Irr_Area+Front_irrigation_area,0),IF(Back_irrigation_area>0,Front_irrigation_area+Back_irrigation_area,\"ERROR\"))","v":5770},null,null,"Ref_Irr_Area =",{"$f":"Ref_Irr_Area","v":5770},null,null,null,null,"Prof Audit?",{"$f":"IF('Proj Info'!B94=\"Yes\",\"yes\",\"no\")","v":"no"},"(optional field)"]
[null,null,null,null,"Tot_Ref_Irr_ratio =",{"$f":"Ref_Irr_Area/Lot_Area","v":0.57699999999999996},null,null,null,null,"Static Pressure",{"$f":"IF('Proj Info'!B32=\"Yes\",90,IF('Proj Info'!B33=\"Yes\",90,IF('Proj Info'!B34=\"Yes\",90,IF('Proj Info'!B35>29,'Proj Info'!B35,#N/A))))","v":75}]
["Ref std sys pipe length =",{"$f":"ROUND(2*(CFA/Nfl)^0.5+10*Nfl+5*Bsmt,2)","v":89.28},null,null,"Net_Lscape_ratio =",{"$f":"Total_irrigation_area/(Lot_Area-(CFA/Nfl))","v":0.65568181818181814},null,null,null,null,"H2O Price",{"$f":"H2O_price","v":5},"$/CCF (1 CCF = 748.05 gallons)"]
["Ref recirc sys loop length =",{"$f":"2*refPipeL-20","v":158.56},null,null,"Lot size (acres) =",{"$f":"Lot_Area/43560","v":0.2295684113865932}]
[null,null,null,null,null,null,null,null,null,null,null,null,null,null,null,"Table 4.2.2.5.2.11(4)  Location factors for DWHRU placement"]
[null,null,null,null,null,null,null,null,null,null,null,null,null,null,null,"DWHR Placement","LocF"]
["OutRef_gpd =",{"$f":"IF(H39+H46>=F34,H39+H46,IF(Total_irrigation_area<Ref_Irr_Area,F34/H40,F$34))","v":281.99166132449659},"gal/day",null,"Ref_Irr_Area",null,"Irr_Area",null,null,null,null,null,null,null,null,"both the fixture and water heater",1]
["Ref_Irr_Area =",{"$f":"IF(Lot_Area<7000,Lot_Area*(0.002479*Lot_Area^0.6157),Lot_Area*0.577)","v":5770},null,null,"expAref =",{"$f":"EXP(1.4416+0.5069*(Ref_Irr_Area/10^3))","v":78.760610095364896},"expA =",{"$f":"EXP(1.4416+0.5069*(Total_irrigation_area/10^3))","v":78.760610095364896},null,null,null,null,null,null,null,"only the water heater",0.77700000000000002]
["NetET (inches) =",{"$f":"VLOOKUP(Zip_code,Climate!$A$2:$D$32481,2,FALSE)","v":42.29587999999999},null,null,"expBref =",{"$f":"EXP(0.6911+0.00301*NetET*(Ref_Irr_Area/10^3))","v":4.1606951142082664},"expB =",{"$f":"EXP(0.6911+0.00301*NetET*(Total_irrigation_area/10^3))","v":4.1606951142082664},null,null,null,null,null,null,null,"only the fixture ",0.77700000000000002]
["Sprink_ind =",{"$f":"IF(L21=\"no\",0,1)","v":1},null,null,"OutRef_gpd =",{"$f":"IF(NetET<=12,((expAref/(1+expAref))*1.18086*(2.0341*NetET^(0.7154)*(Ref_Irr_Area/10^3)^(0.6227)+0.5756*pool_ind*NetET)*1+(expBref/(1+expBref))*1.22257*(1.4233+0.6311*NetET+0.9376*(Ref_Irr_Area/10^3))*(1-1))*10^3/365,\n((expAref/(1+expAref))*1.18086*(2.0341*NetET^(0.7154)*(Ref_Irr_Area/10^3)^(0.6227)+0.5756*pool_ind*NetET)*sprink_ind+(expBref/(1+expBref))*1.22257*(1.4233+0.6311*NetET+0.9376*(Ref_Irr_Area/10^3))*(1-sprink_ind))*10^3/365)","v":281.99166132449659},"Out_gpd =",{"$f":"((expA/(1+expA))*1.18086*(2.0341*NetET^(0.7154)*(Total_irrigation_area/10^3)^(0.6227)+0.5756*pool_ind*NetET)*sprink_ind+(expB/(1+expB))*1.22257*(1.4233+0.6311*NetET+0.9376*(Total_irrigation_area/10^3))*(1-sprink_ind))*10^3/365","v":281.99166132449659}]
["Pool_ind =",{"$f":"IF(L20=\"no\",0,1)","v":0},null,null,null,{"$f":"((expAref/(1+expAref))*1.18086*(2.0341*NetET^(0.7154)*(Ref_Irr_Area/10^3)^(0.6227)+0.5756*1*NetET)*1+(expBref/(1+expBref))*1.22257*(1.4233+0.6311*NetET+0.9376*(Ref_Irr_Area/10^3))*(1-1))*10^3/365","v":359.7675535835379},null,{"$f":"((expA/(1+expA))*1.18086*(2.0341*NetET^(0.7154)*(Total_irrigation_area/10^3)^(0.6227)+0.5756*1*NetET)*1+(expB/(1+expB))*1.22257*(1.4233+0.6311*NetET+0.9376*(Total_irrigation_area/10^3))*(1-1))*10^3/365","v":359.7675535835379},"with both indicaters set to 1",null,null,null,null,null,null,"Table 4.2.2.5.2.11(5) Annual electricity consumption for hot water recirculation system pumps "]
["RICI_Rat=",{"$f":"IF(L23=\"yes\",IF(Total_irrigation_area>0,(((L24+0.005*Back_irrigation_area)/Total_irrigation_area)*1000),5),RICI_Ref)","v":5},null,null,null,{"$f":"((expAref/(1+expAref))*1.18086*(2.0341*NetET^(0.7154)*(Ref_Irr_Area/10^3)^(0.6227)+0.5756*0*NetET)*1+(expBref/(1+expBref))*1.22257*(1.4233+0.6311*NetET+0.9376*(Ref_Irr_Area/10^3))*(1-1))*10^3/365","v":281.99166132449659},null,{"$f":"((expA/(1+expA))*1.18086*(2.0341*NetET^(0.7154)*(Total_irrigation_area/10^3)^(0.6227)+0.5756*0*NetET)*1+(expB/(1+expB))*1.22257*(1.4233+0.6311*NetET+0.9376*(Total_irrigation_area/10^3))*(1-1))*10^3/365","v":281.99166132449659},"with pool indicator set to 0 and sprinkler indicator set to 1",null,null,null,null,null,null,"Recirculation System Description","Efact"]
["RICI_Ref=",5,null,null,null,{"$f":"F35-F36","v":77.775892259041314},null,{"$f":"H35-H36","v":77.775892259041314},"difference for pool",null,null,null,null,null,null,"re, none",8.76]
["Out_gpd =",{"$f":"SUM(H45:H46)","v":281.99166132449659},null,null,null,{"$f":"F34+F37","v":359.7675535835379},null,{"$f":"H34+H37","v":359.7675535835379},"without sprinkler but with pool",null,null,null,null,null,null,"re, temp",1.46]
[null,null,null,null,null,{"$f":"((expAref/(1+expAref))*1.18086*(2.0341*NetET^(0.7154)*(Ref_Irr_Area/10^3)^(0.6227)+0.5756*0*NetET)*0+(expBref/(1+expBref))*1.22257*(1.4233+0.6311*NetET+0.9376*(Ref_Irr_Area/10^3))*(1-0))*10^3/365","v":90.536282351127866},null,{"$f":"((expA/(1+expA))*1.18086*(2.0341*NetET^(0.7154)*(Total_irrigation_area/10^3)^(0.6227)+0.5756*0*NetET)*0+(expB/(1+expB))*1.22257*(1.4233+0.6311*NetET+0.9376*(Total_irrigation_area/10^3))*(1-0))*10^3/365","v":90.536282351127866},"with both indicaters set to 0",null,null,null,null,null,null,"re, dmd",0.15]
["Hardness_value(mg/liter)",{"$f":"VLOOKUP(Zip_code,Climate!$A$2:$D$32481,3,FALSE)","v":180},null,null,null,null,null,{"$f":"(H39/F39)","v":1},"maximum reduction to reference for landscaped area",null,null,null,null,null,null,"re, man",0.1]
["1,000 Grains/year_ref",{"$f":"(((B40*0.0584178)*((refDWgpd+(2.874*Z14*(177.12+50.22*Nbr)/365)+refFgpd+refWgpd+refGPF*refFPO*Occ+TotOther_br*Nbr)))*365)*10^-3","v":479.67111193479758},null,null,null,null,null,{"$f":"IF(H34>H39,H34,H39)","v":281.99166132449659},"base outdoor GPD"]
["gal/1kgrains_ref",5,null,null,null,null,null,{"$f":"IF(AND(L21=\"yes\",L22=\"yes\"),H41*0.85,H41)","v":281.99166132449659},"adjust for smart controller"]
["refSofgpd",{"$f":"IF(L17=\"yes\",IF(B40>=181,(B41*B42)/365,0),0)","v":0},null,null,null,null,null,{"$f":"IF(AND(L21=\"yes\",L23=\"yes\"),H42*(1+((RICI_Rat-RICI_Ref)*0.1)),H42)","v":281.99166132449659},"adjust for RICI"]
["1,000 Grains/year_rate",{"$f":"(B40*0.0584178)*((SUM(G5:G11,G13)*365))*10^-3","v":509.56533680369523},null,null,null,null,null,{"$f":"IF(AND(L21=\"yes\",L25=\"yes\"),H43*0.95,H43)","v":281.99166132449659},"adjust for audit",null,null,null,null,null,null,"Table 4.2.2.5.2.11(6) Hot water distribution system annual energy delivery effectiveness"]
["Soft_gpd",{"$f":"IF(L17=\"yes\",B44*L18/365,0)","v":0},null,null,null,null,null,{"$f":"H44","v":281.99166132449659},"adjusted base outdoor contribution",null,null,null,null,null,null,"Distribution System Description","none","R-3"]
[null,null,null,null,null,null,null,{"$f":"IF(AND(L20=\"yes\",L21=\"no\"),H37,0)","v":0},"pool contibution",null,null,null,null,null,null,"std",32,28.8]
[null,null,null,null,null,null,null,null,null,null,null,null,null,null,null,"re, none",{"$f":"R47*2","v":500},250]
[null,null,null,null,null,null,null,null,null,null,null,null,null,null,null,"re, temp",{"$f":"R48*2","v":375},187.5]
[null,null,null,null,null,null,null,null,null,null,null,null,null,null,null,"re, dmd",{"$f":"R49*1.5","v":64.800000000000011},43.2]
[null,null,null,null,null,null,null,null,null,null,null,null,null,null,null,"re, man",{"$f":"R50*1.5","v":43.2},28.8]
["Other named variables:"]
["Leaks:",null,null,null,null,null,{"$f":"adjFmix/Fmix","v":1}]
["HotOther_br =",{"$f":"2.1/3","v":0.70000000000000007},null,null,null,null,null,null,null,"Tmains_offset",6.4]
["TotOther_br =",{"$f":"17.8/3","v":5.9333333333333336},null,"refToilets:",null,"Fixture Splits:",null,"Dist. System:",null,"Operational Factors:"]
["Clothes washers & dishwashers:",null,null,"refGPF =",1.6,"FixtureHot",{"$f":"adjFmix*refFgpd*VintFact","v":28.756305506216698},"Occ =",{"$f":"1.09+0.54*Nbr","v":2.71},"VintFact =",1]
["refDWgpd =",{"$f":" ((88.4+34.9*Nbr)*8.158)/365","v":4.3159172602739719},null,"refFPO=",5.05,"FixtureTot",{"$f":"(adjFmix/Fmix)*refFgpd*VintFact","v":44.6},"WDeff =",{"$f":"VLOOKUP($B$8,$P$19:$Q$23,2,0)","v":1},"oFrac",0.25]
["DWgpd =",{"$f":"B73","v":4.3147397260273976},null,"Water use:",null,"sh_ref_gpm",2.5,"DWHReff =",{"$f":"IF($B$10>=2,$N$7,$N$7*1.082)","v":0},"oCDeff =",0]
["refCWgpd =",{"$f":"ref_hotCWgpd","v":4.4132999999999996},null,"Tavg =",{"$f":"VLOOKUP(Zip_code,Climate!$A$2:$D$32481,4,FALSE)","v":62.3},"shower_pc",0.54,"DWHR systems:"]
["CWgpd =",{"$f":"B93","v":4.4131856515719701},null,"Tset =",125,"faucet_pc",{"$f":"1-shower_pc","v":0.45999999999999996},"DWHRinT =",{"$f":"Tuse-8","v":97}]
["Dishwasher Calcs:",null,null,"Tuse =",105,"Kitch_pc",{"$f":"faucet_pc*kitch","v":0.31739999999999996},"Ifrac =",{"$f":"0.56 + 0.015*Nbr - 0.0004*Nbr^2","v":0.60140000000000005},"Ifrac= 0.56 + 0.015*Nbr - 0.0004*Nbr^2"]
["DW_type",{"$f":"'Proj Info'!B51","v":"Standard"},null,"KitchFeff =",{"$f":"(B11)/(kitch_Ref_gpm)","v":1},"Lav_pc",{"$f":"faucet_pc*lav","v":0.1426},"LocF =",{"$f":"IF($N$6=$X$7,1,0.777)","v":{"$error":"#N/A"}}]
["dWcap",{"$f":"IF(B61=\"Standard\",12,IF(B61=\"Compact\",8,12))","v":12},null,"LavFeff =",{"$f":"IF($B$12=\"std\",$Q$6,$Q$7)","v":1},"SHeff =",{"$f":"(Shower_head_flow_rate)/(Sh_ref_gpm)","v":1},"FixF =",{"$f":"IF($N$5=$Y$6,1,0.5)","v":{"$error":"#N/A"}}]
["label_kWh (LER)",{"$f":"DW_LER","v":467},null,"Fmix =",{"$f":" 1-((Tset-Tuse)/(Tset-(Tmains)))","v":0.64476021314387211},"kitch",0.69,"PLC =",{"$f":"1-PLCfact*pLength","v":0.998}]
["label_EHWC",{"$f":"DW_EHWC","v":56.04},null,"adjFmix =",{"$f":" 1-((Tset-Tuse)/(Tset-Tmains-WHinTadj))","v":0.64476021314387211},"lav",{"$f":"1-kitch","v":0.31000000000000005},"PLCfactor =",2.0000000000000001E-4]
["label_GHWC",{"$f":"DW_GHWC","v":33.11},null,"refWgpd =",{"$f":" 9.8*Nbr^0.43","v":15.717671770088979},"kitch_ref_gpm",2.2000000000000002,"Piping:"]
["label elec_price",{"$f":"DW_elecPrice","v":0.12},null,"refFgpd =",{"$f":"14.6 + 10*Nbr","v":44.6},"F_eff =",{"$f":"SHeff*shower_pc+KitchFeff*Kitch_pc+LavFeff*Lav_pc","v":1},"pRatio =",{"$f":"IF($B$8=$T$6,HW_System_pipe_length/refPipeL,branchL/10)","v":1}]
["label gas_price",{"$f":"DW_gasPrice","v":1.0900000000000001},null,"Operational:",null,"refFixtureHot=",{"$f":"Fmix*refFgpd*VintFact","v":28.756305506216698},"sysFactor =",{"$f":"IF($B$9=$V$6,VLOOKUP($B$8,$P$11:$R$15,2,0),VLOOKUP($B$8,$P$11:$R$15,3,0))","v":1},"nWgpd = 9.8*Nbr^0.43"]
["DW_LCY",{"$f":"DW_Loads*52","v":208},null,"oWgpd =",{"$f":"refWgpd*oFrac*(1-oCDeff)","v":3.9294179425222446},"refFixtureTot=",{"$f":"refFgpd*VintFact","v":44.6},"pLength =",{"$f":"IF($B$8=$T$7,HW_System_pipe_length,branchL)","v":10},"nFgpd = 14.6 + 10.0*Nbr"]
["DW_elec_h2o",2.504E-2,null,"sWgpd =",{"$f":"(refWgpd-refWgpd*oFrac)*pRatio*sysFactor","v":11.788253827566734},null,null,"HERS calcs:"]
["DW_gas_h2o",0.54969999999999997,null,"oEWfact =",{"$f":"IF(B9=\"none\",VLOOKUP(B8,P46:R50,2,0)*oFrac,VLOOKUP(B8,P46:R50,3,0)*oFrac)","v":8},null,null,"gdp_ratio =",{"$f":"HWgpd/(30+10*Nbr)","v":0.82863933807373436}]
["DWkWh_cyc",{"$f":"IF(AND(B63>0,B64>0,B65>0,B66>0,B67>0), (B65*B70/B67-B63*B66*DW_elec_h2o/B66)/(B66*B70/B67-DW_elec_h2o)/B68,NA())","v":0.67812448778155121},null,"sEWfact =",{"$f":"IF(B9=\"none\",VLOOKUP($B$8,$P$46:$R$50,2,0),VLOOKUP($B$8,$P$46:$R$50,3,0))-oEWfact","v":24}]
["DW_ACY",{"$f":"ROUND((88.4+34.9*Nbr)*12/B62,0)","v":193},null,"refoWgpd=",{"$f":"refWgpd*oFrac*(1-oCDeff)","v":3.9294179425222446}]
["DWgpd",{"$f":"IF('Proj Info'!B52>0,'Proj Info'!B52*DW_ACY/365,(DW_LER-DWkWh_cyc*DW_LCY)*DW_elec_h2o*DW_ACY/365)","v":4.3147397260273976},null,"refsWgpd=",{"$f":"(refWgpd-refWgpd*oFrac)","v":11.788253827566734}]
["DWgpc",{"$f":"B73*365/DW_ACY","v":8.16}]
["Clothes Washer Calcs:"]
["Total Water:"]
["refCW_ACY",{"$f":"164+46.5*Nbr","v":303.5}]
["refCWtotgpd",{"$f":"3*11.4*refCW_ACY/365","v":28.437534246575346}]
["CW_ACY",{"$f":"(164+46.5*Nbr)*((3*2.08+1.59)/(CW_Capacity*2.08+1.59))","v":303.5}]
["CWgdp",{"$f":"CW_Capacity*CW_IWF*CW_ACY/365","v":28.437534246575346}]
["Hot Water:"]
["label_kWh (LER)",{"$f":"CW_Label_Energy_Rating","v":400}]
["label_EHWC",{"$f":"CW_Electric_Hot_Water_Cost","v":48}]
["label_GHWC",{"$f":"CW_Gas_Hot_Water_Costs","v":27}]
["label elec_price",{"$f":"CW_Electric_price","v":0.12}]
["label gas_price",{"$f":"CW_Gas_price","v":1.0900000000000001}]
["CW_LCY",{"$f":"CW_Wash_loads_per_week*52","v":312}]
["CW_elec_h2o",1.78E-2]
["CW_gas_h2o",0.39140000000000003]
["Appl_kWh",{"$f":"(B84*CW_gas_h2o/B86-B82*B85*CW_elec_h2o/B85)/(B85*CW_gas_h2o/B86-CW_elec_h2o)","v":101.82833925850676}]
["CW_HWkWh",{"$f":"B82-B90","v":298.17166074149327}]
["CW_HWgpc",{"$f":"CW_HWkWh*CW_elec_h2o","v":5.3074555611985801}]
["hotCWgpd",{"$f":"CW_HWgpc*CW_ACY/365","v":4.4131856515719701}]
["ref_hotCWgpd",{"$f":"0.6762*Nbr+2.3847","v":4.4132999999999996}]
[]
[]
[]
[]
[]
[]
[]
[]
[]
[]
[]
[]
[]
[]
[]
[]
[]
[]
[]
[]
[]
[]
[]
[]
[]
[]
[]
[]
[]
[]
[null,"UZgnxQptk8vYD8aMEHTVupHpZjRnFwQyBItmX9neWXKohnT4e725ewRBVHuX+fkY84F6QmiRvDBc6nNgSvqcusdLqwWyMultqY9XHX3ckNlaBdS4L1+Ar//9xEAY/hhJPNxygQXjTcyNT1Zkait4qzKSdk0F7m2DNsei8xJtzDnz7QqcKMPeZMfVIr9ifhbJYGoNTxWFVs461P0uDI0YXDXeUS0T9PKNk5MZF6+VKb0tO4UfEr4kr/9DghQN0WNzQ91jh/32sTi7eh/0Hlsir9KnMgfcnRQkhvCzcgBPn+EnZBorwBX6pg9thkAs05OvT9VMMR0b04mAb8XCUFdgAg=="]

{"sheet":"Climate","index":3,"n_rows":32576,"n_cols":8,"rows_kept":4500,"cut":true,"hidden":true,"merged":[],"bounds":{"rows_first":2000,"rows_last":500,"rows_between":2000,"halvings":0}}
["ZipCode","ET","HardVal","Amb DB","HardRange","State","Postal Code","Weather Station"]
[1001,10.178293,0,48.5,"0-60","Massachusetts",null,"Westfield Barnes Muni AP"]
[1002,7.7359139999999993,0,49.4,"0-60","Massachusetts",null,"Chicopee Falls Westo"]
[1003,8.305162000000001,0,49.4,"0-60","Massachusetts",null,"Chicopee Falls Westo"]
[1005,6.2778849999999995,0,46.4,"0-60","Massachusetts",null,"Worchester Regional Arpt"]
[1007,8.17014,0,49.4,"0-60","Massachusetts",null,"Chicopee Falls Westo"]
[1008,5.7041150000000016,0,48.5,"0-60","Massachusetts",null,"Westfield Barnes Muni AP"]
[1009,5.7041150000000016,0,49.4,"0-60","Massachusetts",null,"Chicopee Falls Westo"]
[1010,6.9870380000000001,0,49.4,"0-60","Massachusetts",null,"Chicopee Falls Westo"]
[1011,5.2305529999999987,0,48.5,"0-60","Massachusetts",null,"Westfield Barnes Muni AP"]
[1012,5.9026890000000005,0,48.5,"0-60","Massachusetts",null,"Westfield Barnes Muni AP"]
[1013,9.8264949999999995,0,49.4,"0-60","Massachusetts",null,"Chicopee Falls Westo"]
[1020,9.7927910000000011,0,49.4,"0-60","Massachusetts",null,"Chicopee Falls Westo"]
[1022,9.6034319999999997,0,49.4,"0-60","Massachusetts",null,"Chicopee Falls Westo"]
[1026,4.8707720000000005,0,47.9,"0-60","Massachusetts",null,"North Adams"]
[1027,7.3476249999999999,0,48.5,"0-60","Massachusetts",null,"Westfield Barnes Muni AP"]
[1028,9.5176800000000004,0,49.4,"0-60","Massachusetts",null,"Chicopee Falls Westo"]
[1029,9.5176800000000004,60,48.5,"61-120","Massachusetts",null,"Westfield Barnes Muni AP"]
[1030,9.9509190000000007,0,48.5,"0-60","Massachusetts",null,"Westfield Barnes Muni AP"]
[1031,6.8339760000000016,0,46.4,"0-60","Massachusetts",null,"Worchester Regional Arpt"]
[1032,5.3463150000000006,0,48.5,"0-60","Massachusetts",null,"Westfield Barnes Muni AP"]
[1033,9.0807449999999985,0,49.4,"0-60","Massachusetts",null,"Chicopee Falls Westo"]
[1034,6.0317419999999986,0,48.5,"0-60","Massachusetts",null,"Westfield Barnes Muni AP"]
[1035,8.9250059999999998,0,49.4,"0-60","Massachusetts",null,"Chicopee Falls Westo"]
[1036,8.668452000000002,0,49.4,"0-60","Massachusetts",null,"Chicopee Falls Westo"]
[1037,8.668452000000002,0,46.4,"0-60","Massachusetts",null,"Worchester Regional Arpt"]
[1038,8.5645659999999992,0,49.4,"0-60","Massachusetts",null,"Chicopee Falls Westo"]
[1039,6.8569990000000001,0,49.4,"0-60","Massachusetts",null,"Chicopee Falls Westo"]
[1040,9.2888729999999988,0,48.5,"0-60","Massachusetts",null,"Westfield Barnes Muni AP"]
[1050,6.1485839999999996,0,48.5,"0-60","Massachusetts",null,"Westfield Barnes Muni AP"]
[1053,6.9914789999999982,0,48.5,"0-60","Massachusetts",null,"Westfield Barnes Muni AP"]
[1054,7.4961229999999999,0,49.4,"0-60","Massachusetts",null,"Chicopee Falls Westo"]
[1056,9.0177830000000014,0,49.4,"0-60","Massachusetts",null,"Chicopee Falls Westo"]
[1057,7.6826739999999987,0,49.4,"0-60","Massachusetts",null,"Chicopee Falls Westo"]
[1060,8.604989999999999,0,49.4,"0-60","Massachusetts",null,"Chicopee Falls Westo"]
[1062,7.6760249999999983,0,48.5,"0-60","Massachusetts",null,"Westfield Barnes Muni AP"]
[1063,7.6760249999999983,0,49.4,"0-60","Massachusetts",null,"Chicopee Falls Westo"]
[1066,7.6760249999999983,0,49.4,"0-60","Massachusetts",null,"Chicopee Falls Westo"]
[1068,6.3447209999999998,0,46.4,"0-60","Massachusetts",null,"Worchester Regional Arpt"]
[1069,7.7555050000000003,0,49.4,"0-60","Massachusetts",null,"Chicopee Falls Westo"]
[1070,4.5250280000000007,0,47.9,"0-60","Massachusetts",null,"North Adams"]
[1071,6.8839689999999996,0,48.5,"0-60","Massachusetts",null,"Westfield Barnes Muni AP"]
[1072,6.7355670000000005,0,49.4,"0-60","Massachusetts",null,"Chicopee Falls Westo"]
[1073,8.1697779999999991,0,48.5,"0-60","Massachusetts",null,"Westfield Barnes Muni AP"]
[1074,8.1697779999999991,0,46.4,"0-60","Massachusetts",null,"Worchester Regional Arpt"]
[1075,9.4781139999999997,0,49.4,"0-60","Massachusetts",null,"Chicopee Falls Westo"]
[1077,8.9722990000000014,0,48.5,"0-60","Massachusetts",null,"Westfield Barnes Muni AP"]
[1079,8.9722990000000014,0,49.4,"0-60","Massachusetts",null,"Chicopee Falls Westo"]
[1080,8.3001999999999985,0,49.4,"0-60","Massachusetts",null,"Chicopee Falls Westo"]
[1081,6.8707159999999989,0,49.4,"0-60","Massachusetts",null,"Chicopee Falls Westo"]
[1082,7.4625579999999996,0,49.4,"0-60","Massachusetts",null,"Chicopee Falls Westo"]
[1083,7.4625579999999996,0,46.4,"0-60","Massachusetts",null,"Worchester Regional Arpt"]
[1084,5.3448069999999994,0,48.5,"0-60","Massachusetts",null,"Westfield Barnes Muni AP"]
[1085,8.3904680000000003,0,48.5,"0-60","Massachusetts",null,"Westfield Barnes Muni AP"]
[1086,8.3904680000000003,0,48.5,"0-60","Massachusetts",null,"Westfield Barnes Muni AP"]
[1088,7.7291260000000008,0,49.4,"0-60","Massachusetts",null,"Chicopee Falls Westo"]
[1089,9.7589050000000004,0,48.5,"0-60","Massachusetts",null,"Westfield Barnes Muni AP"]
[1092,7.2097059999999988,0,49.4,"0-60","Massachusetts",null,"Chicopee Falls Westo"]
[1093,7.2097059999999988,0,49.4,"0-60","Massachusetts",null,"Chicopee Falls Westo"]
[1094,7.2097059999999988,0,46.4,"0-60","Massachusetts",null,"Worchester Regional Arpt"]
[1095,8.8756109999999993,0,49.4,"0-60","Massachusetts",null,"Chicopee Falls Westo"]
[1096,5.8233110000000003,0,48.5,"0-60","Massachusetts",null,"Westfield Barnes Muni AP"]
[1097,5.8233110000000003,0,48.5,"0-60","Massachusetts",null,"Westfield Barnes Muni AP"]
[1098,4.8448539999999998,0,48.5,"0-60","Massachusetts",null,"Westfield Barnes Muni AP"]
[1103,10.209689000000001,0,49.4,"0-60","Massachusetts",null,"Chicopee Falls Westo"]
[1104,9.972192999999999,0,49.4,"0-60","Massachusetts",null,"Chicopee Falls Westo"]
[1105,10.227605000000001,0,49.4,"0-60","Massachusetts",null,"Chicopee Falls Westo"]
[1106,10.179612000000001,0,50.7,"0-60","Connecticut",null,"Hartford Bradley Intl AP"]
[1107,10.033693999999999,0,48.5,"0-60","Massachusetts",null,"Westfield Barnes Muni AP"]
[1108,10.095382000000001,0,49.4,"0-60","Massachusetts",null,"Chicopee Falls Westo"]
[1109,9.9041710000000016,0,49.4,"0-60","Massachusetts",null,"Chicopee Falls Westo"]
[1118,9.7736240000000016,0,49.4,"0-60","Massachusetts",null,"Chicopee Falls Westo"]
[1119,9.5666980000000006,0,49.4,"0-60","Massachusetts",null,"Chicopee Falls Westo"]
[1128,9.4314399999999985,0,49.4,"0-60","Massachusetts",null,"Chicopee Falls Westo"]
[1129,9.3603400000000008,0,49.4,"0-60","Massachusetts",null,"Chicopee Falls Westo"]
[1151,9.4656170000000017,0,49.4,"0-60","Massachusetts",null,"Chicopee Falls Westo"]
[1199,9.4656170000000017,0,48.5,"0-60","Massachusetts",null,"Westfield Barnes Muni AP"]
[1201,4.5899360000000007,60,47.9,"61-120","Massachusetts",null,"North Adams"]
[1220,3.5872410000000001,0,47.9,"0-60","Massachusetts",null,"North Adams"]
[1222,5.0897259999999998,60,48.5,"61-120","Massachusetts",null,"Westfield Barnes Muni AP"]
[1223,4.2710289999999995,60,48.5,"61-120","Massachusetts",null,"Westfield Barnes Muni AP"]
[1224,4.0340729999999994,60,47.9,"61-120","Massachusetts",null,"North Adams"]
[1225,3.7135709999999995,0,47.9,"0-60","Massachusetts",null,"North Adams"]
[1226,3.9514399999999994,60,47.9,"61-120","Massachusetts",null,"North Adams"]
[1229,3.9514399999999994,60,47.9,"61-120","Massachusetts",null,"North Adams"]
[1230,5.0300690000000001,60,48.5,"61-120","Massachusetts",null,"Westfield Barnes Muni AP"]
[1235,3.9900700000000011,60,47.9,"61-120","Massachusetts",null,"North Adams"]
[1236,5.0628269999999995,60,47.9,"61-120","Massachusetts",null,"North Adams"]
[1237,3.9609340000000004,0,47.9,"0-60","Massachusetts",null,"North Adams"]
[1238,4.6271860000000018,60,47.9,"61-120","Massachusetts",null,"North Adams"]
[1240,4.7969989999999996,60,47.9,"61-120","Massachusetts",null,"North Adams"]
[1242,4.7969989999999996,60,47.9,"61-120","Massachusetts",null,"North Adams"]
[1243,4.5712729999999997,60,48.5,"61-120","Massachusetts",null,"Westfield Barnes Muni AP"]
[1244,4.5712729999999997,60,48.5,"61-120","Massachusetts",null,"Westfield Barnes Muni AP"]
[1245,4.7846000000000002,60,48.5,"61-120","Massachusetts",null,"Westfield Barnes Muni AP"]
[1247,3.481650000000001,0,47.9,"0-60","Massachusetts",null,"North Adams"]
[1253,4.6371630000000001,60,48.5,"61-120","Massachusetts",null,"Westfield Barnes Muni AP"]
[1254,5.0424190000000007,60,47.9,"61-120","Massachusetts",null,"North Adams"]
[1255,4.9561010000000003,60,48.5,"61-120","Massachusetts",null,"Westfield Barnes Muni AP"]
[1256,3.7949140000000003,0,47.9,"0-60","Massachusetts",null,"North Adams"]
[1257,5.0440870000000002,60,48.5,"61-120","Massachusetts",null,"Westfield Barnes Muni AP"]
[1258,5.4130699999999994,60,48.5,"61-120","Massachusetts",null,"Westfield Barnes Muni AP"]
[1259,5.0935359999999994,60,48.5,"61-120","Massachusetts",null,"Westfield Barnes Muni AP"]
[1260,5.0935359999999994,60,47.9,"61-120","Massachusetts",null,"North Adams"]
[1262,4.9072779999999998,60,47.9,"61-120","Massachusetts",null,"North Adams"]
[1264,4.9072779999999998,60,48.5,"61-120","Massachusetts",null,"Westfield Barnes Muni AP"]
[1266,5.0901639999999997,60,47.9,"61-120","Massachusetts",null,"North Adams"]
[1267,4.2838400000000005,0,47.9,"0-60","Massachusetts",null,"North Adams"]
[1270,3.8317649999999999,60,47.9,"61-120","Massachusetts",null,"North Adams"]
[1301,7.3275360000000003,0,46.8,"0-60","New Hampshire",null,"Dillant Hopkins"]
[1330,5.2754989999999999,0,47.9,"0-60","Massachusetts",null,"North Adams"]
[1331,6.3610450000000007,0,46.8,"0-60","New Hampshire",null,"Dillant Hopkins"]
[1337,6.8042919999999985,0,46.8,"0-60","New Hampshire",null,"Dillant Hopkins"]
[1338,5.3167070000000001,0,47.9,"0-60","Massachusetts",null,"North Adams"]
[1339,4.3889109999999985,0,47.9,"0-60","Massachusetts",null,"North Adams"]
[1340,5.1947539999999996,0,47.9,"0-60","Massachusetts",null,"North Adams"]
[1341,6.3818440000000001,0,49.4,"0-60","Massachusetts",null,"Chicopee Falls Westo"]
[1342,7.7554010000000009,0,49.4,"0-60","Massachusetts",null,"Chicopee Falls Westo"]
[1343,3.6914109999999991,0,47.9,"0-60","Massachusetts",null,"North Adams"]
[1344,6.8468410000000004,0,46.8,"0-60","New Hampshire",null,"Dillant Hopkins"]
[1346,4.4833960000000008,0,47.9,"0-60","Massachusetts",null,"North Adams"]
[1347,4.4833960000000008,0,49.4,"0-60","Massachusetts",null,"Chicopee Falls Westo"]
[1349,7.3220599999999996,0,46.8,"0-60","New Hampshire",null,"Dillant Hopkins"]
[1350,3.3567719999999994,0,47.9,"0-60","Massachusetts",null,"North Adams"]
[1351,7.672188000000002,0,49.4,"0-60","Massachusetts",null,"Chicopee Falls Westo"]
[1354,7.3447149999999999,0,46.8,"0-60","New Hampshire",null,"Dillant Hopkins"]
[1355,6.8448669999999998,0,49.4,"0-60","Massachusetts",null,"Chicopee Falls Westo"]
[1360,7.0862349999999994,0,46.8,"0-60","New Hampshire",null,"Dillant Hopkins"]
[1364,6.593159,0,46.8,"0-60","New Hampshire",null,"Dillant Hopkins"]
[1366,6.7135400000000001,0,46.4,"0-60","Massachusetts",null,"Worchester Regional Arpt"]
[1367,3.6755880000000007,0,47.9,"0-60","Massachusetts",null,"North Adams"]
[1368,5.9944409999999984,0,46.8,"0-60","New Hampshire",null,"Dillant Hopkins"]
[1370,5.7580539999999996,0,47.9,"0-60","Massachusetts",null,"North Adams"]
[1373,7.9509429999999996,0,49.4,"0-60","Massachusetts",null,"Chicopee Falls Westo"]
[1375,8.3487749999999998,0,49.4,"0-60","Massachusetts",null,"Chicopee Falls Westo"]
[1376,7.7920970000000001,0,46.8,"0-60","New Hampshire",null,"Dillant Hopkins"]
[1378,6.7027020000000013,0,46.8,"0-60","New Hampshire",null,"Dillant Hopkins"]
[1379,6.6711459999999994,0,46.8,"0-60","New Hampshire",null,"Dillant Hopkins"]
[1420,6.8332759999999997,0,46.4,"0-60","Massachusetts",null,"Worchester Regional Arpt"]
[1430,5.7222400000000002,0,46.8,"0-60","New Hampshire",null,"Dillant Hopkins"]
[1431,6.6160230000000002,0,49.6,"0-60","New Hampshire",null,"Manchester Airport"]
[1432,8.7198589999999996,0,50.3,"0-60","Massachusetts",null,"Lawrence Muni"]
[1434,8.4284959999999991,0,46.4,"0-60","Massachusetts",null,"Worchester Regional Arpt"]
[1436,5.8479159999999997,0,46.8,"0-60","New Hampshire",null,"Dillant Hopkins"]
[1438,5.8479159999999997,0,46.4,"0-60","Massachusetts",null,"Worchester Regional Arpt"]
[1440,5.812043000000001,0,46.4,"0-60","Massachusetts",null,"Worchester Regional Arpt"]
[1450,8.8162169999999982,0,49.6,"0-60","New Hampshire",null,"Manchester Airport"]
[1451,8.5997059999999994,0,46.4,"0-60","Massachusetts",null,"Worchester Regional Arpt"]
[1452,5.9974489999999996,0,46.4,"0-60","Massachusetts",null,"Worchester Regional Arpt"]
[1453,7.319267,0,46.4,"0-60","Massachusetts",null,"Worchester Regional Arpt"]
[1460,9.0567220000000006,0,50.3,"0-60","Massachusetts",null,"Lawrence Muni"]
[1462,7.7840249999999997,0,46.4,"0-60","Massachusetts",null,"Worchester Regional Arpt"]
[1463,8.6711900000000011,0,49.6,"0-60","New Hampshire",null,"Manchester Airport"]
[1464,8.2739900000000013,0,46.4,"0-60","Massachusetts",null,"Worchester Regional Arpt"]
[1467,8.2739900000000013,0,46.4,"0-60","Massachusetts",null,"Worchester Regional Arpt"]
[1468,5.9011699999999987,0,46.4,"0-60","Massachusetts",null,"Worchester Regional Arpt"]
[1469,8.0067369999999993,0,49.6,"0-60","New Hampshire",null,"Manchester Airport"]
[1473,6.0469499999999998,0,46.4,"0-60","Massachusetts",null,"Worchester Regional Arpt"]
[1474,7.5471479999999991,0,49.6,"0-60","New Hampshire",null,"Manchester Airport"]
[1475,5.6851929999999999,0,46.8,"0-60","New Hampshire",null,"Dillant Hopkins"]
[1501,7.0723610000000008,0,46.4,"0-60","Massachusetts",null,"Worchester Regional Arpt"]
[1503,8.1722799999999989,0,46.4,"0-60","Massachusetts",null,"Worchester Regional Arpt"]
[1504,9.0071480000000008,0,48.7,"0-60","Rhode Island",null,"Pawtucket (AWOS)"]
[1505,7.7233590000000003,0,46.4,"0-60","Massachusetts",null,"Worchester Regional Arpt"]
[1506,6.8697739999999987,0,46.4,"0-60","Massachusetts",null,"Worchester Regional Arpt"]
[1507,6.9452839999999991,0,46.4,"0-60","Massachusetts",null,"Worchester Regional Arpt"]
[1510,7.8571430000000015,0,46.4,"0-60","Massachusetts",null,"Worchester Regional Arpt"]
[1515,6.7557069999999975,0,46.4,"0-60","Massachusetts",null,"Worchester Regional Arpt"]
[1516,7.5991199999999983,0,48.7,"0-60","Rhode Island",null,"Pawtucket (AWOS)"]
[1518,6.8775310000000003,0,46.4,"0-60","Massachusetts",null,"Worchester Regional Arpt"]
[1519,8.0749769999999987,0,46.4,"0-60","Massachusetts",null,"Worchester Regional Arpt"]
[1520,6.6720259999999998,0,46.4,"0-60","Massachusetts",null,"Worchester Regional Arpt"]
[1521,6.8464990000000014,0,46.4,"0-60","Massachusetts",null,"Worchester Regional Arpt"]
[1522,6.4670859999999992,0,46.4,"0-60","Massachusetts",null,"Worchester Regional Arpt"]
[1523,7.9716559999999994,0,46.4,"0-60","Massachusetts",null,"Worchester Regional Arpt"]
[1524,6.4653989999999997,0,46.4,"0-60","Massachusetts",null,"Worchester Regional Arpt"]
[1525,6.4653989999999997,0,48.7,"0-60","Rhode Island",null,"Pawtucket (AWOS)"]
[1527,7.5133679999999998,0,46.4,"0-60","Massachusetts",null,"Worchester Regional Arpt"]
[1529,8.7652339999999995,0,48.7,"0-60","Rhode Island",null,"Pawtucket (AWOS)"]
[1531,6.6987020000000008,0,46.4,"0-60","Massachusetts",null,"Worchester Regional Arpt"]
[1532,8.157788,0,46.4,"0-60","Massachusetts",null,"Worchester Regional Arpt"]
[1534,8.3021209999999996,0,46.4,"0-60","Massachusetts",null,"Worchester Regional Arpt"]
[1535,6.6970969999999994,0,46.4,"0-60","Massachusetts",null,"Worchester Regional Arpt"]
[1536,7.9931109999999999,0,46.4,"0-60","Massachusetts",null,"Worchester Regional Arpt"]
[1537,6.9155220000000002,0,46.4,"0-60","Massachusetts",null,"Worchester Regional Arpt"]
[1540,7.2468149999999998,0,46.4,"0-60","Massachusetts",null,"Worchester Regional Arpt"]
[1541,6.2907039999999999,0,46.4,"0-60","Massachusetts",null,"Worchester Regional Arpt"]
[1542,6.6572129999999996,0,46.4,"0-60","Massachusetts",null,"Worchester Regional Arpt"]
[1543,6.1741549999999998,0,46.4,"0-60","Massachusetts",null,"Worchester Regional Arpt"]
[1545,7.8586469999999995,0,46.4,"0-60","Massachusetts",null,"Worchester Regional Arpt"]
[1550,7.0061479999999996,0,46.4,"0-60","Massachusetts",null,"Worchester Regional Arpt"]
[1560,8.050262,0,46.4,"0-60","Massachusetts",null,"Worchester Regional Arpt"]
[1561,8.050262,0,46.4,"0-60","Massachusetts",null,"Worchester Regional Arpt"]
[1562,6.5488870000000006,0,46.4,"0-60","Massachusetts",null,"Worchester Regional Arpt"]
[1564,7.2732219999999987,0,46.4,"0-60","Massachusetts",null,"Worchester Regional Arpt"]
[1566,6.8606300000000005,0,46.4,"0-60","Massachusetts",null,"Worchester Regional Arpt"]
[1568,8.5107860000000013,0,46.4,"0-60","Massachusetts",null,"Worchester Regional Arpt"]
[1569,8.344120000000002,0,48.7,"0-60","Rhode Island",null,"Pawtucket (AWOS)"]
[1570,7.4437309999999988,0,46.4,"0-60","Massachusetts",null,"Worchester Regional Arpt"]
[1571,7.3197829999999993,0,46.4,"0-60","Massachusetts",null,"Worchester Regional Arpt"]
[1581,8.3705499999999997,0,46.4,"0-60","Massachusetts",null,"Worchester Regional Arpt"]
[1583,7.2489399999999993,0,46.4,"0-60","Massachusetts",null,"Worchester Regional Arpt"]
[1585,7.0448060000000012,0,46.4,"0-60","Massachusetts",null,"Worchester Regional Arpt"]
[1588,8.1272880000000001,0,46.4,"0-60","Massachusetts",null,"Worchester Regional Arpt"]
[1590,7.6010919999999995,0,46.4,"0-60","Massachusetts",null,"Worchester Regional Arpt"]
[1602,6.8265639999999994,0,46.4,"0-60","Massachusetts",null,"Worchester Regional Arpt"]
[1603,6.9256599999999988,0,46.4,"0-60","Massachusetts",null,"Worchester Regional Arpt"]
[1604,7.5699299999999976,0,46.4,"0-60","Massachusetts",null,"Worchester Regional Arpt"]
[1605,7.3163079999999994,0,46.4,"0-60","Massachusetts",null,"Worchester Regional Arpt"]
[1606,7.2254999999999994,0,46.4,"0-60","Massachusetts",null,"Worchester Regional Arpt"]
[1607,7.4110520000000006,0,46.4,"0-60","Massachusetts",null,"Worchester Regional Arpt"]
[1608,7.2600709999999991,0,46.4,"0-60","Massachusetts",null,"Worchester Regional Arpt"]
[1609,6.9298380000000002,0,46.4,"0-60","Massachusetts",null,"Worchester Regional Arpt"]
[1610,7.216189,0,46.4,"0-60","Massachusetts",null,"Worchester Regional Arpt"]
[1611,6.7067669999999993,0,46.4,"0-60","Massachusetts",null,"Worchester Regional Arpt"]
[1612,6.306302999999998,0,46.4,"0-60","Massachusetts",null,"Worchester Regional Arpt"]
[1701,9.6711999999999989,0,50.1,"0-60","Massachusetts",null,"Norwood Memorial"]
[1702,9.8136359999999989,0,50.1,"0-60","Massachusetts",null,"Norwood Memorial"]
[1718,9.3834889999999991,0,50.3,"0-60","Massachusetts",null,"Lawrence Muni"]
[1719,8.9217119999999994,0,46.4,"0-60","Massachusetts",null,"Worchester Regional Arpt"]
[1720,9.3613640000000018,0,50.3,"0-60","Massachusetts",null,"Lawrence Muni"]
[1721,9.5707550000000001,0,50.1,"0-60","Massachusetts",null,"Norwood Memorial"]
[1730,9.9640969999999989,0,51.1,"0-60","Massachusetts",null,"Boston Logan Int'l Arpt"]
[1731,10.024159000000001,0,51.1,"0-60","Massachusetts",null,"Boston Logan Int'l Arpt"]
[1740,8.3495800000000013,0,46.4,"0-60","Massachusetts",null,"Worchester Regional Arpt"]
[1741,9.6374410000000008,0,50.3,"0-60","Massachusetts",null,"Lawrence Muni"]
[1742,9.7280660000000001,0,51.1,"0-60","Massachusetts",null,"Boston Logan Int'l Arpt"]
[1745,9.200054999999999,0,50.1,"0-60","Massachusetts",null,"Norwood Memorial"]
[1746,9.7142540000000004,0,50.1,"0-60","Massachusetts",null,"Norwood Memorial"]
[1747,9.0246679999999984,0,48.7,"0-60","Rhode Island",null,"Pawtucket (AWOS)"]
[1748,8.9481459999999995,0,46.4,"0-60","Massachusetts",null,"Worchester Regional Arpt"]
[1749,8.7458080000000002,0,46.4,"0-60","Massachusetts",null,"Worchester Regional Arpt"]
[1752,8.7653050000000015,0,46.4,"0-60","Massachusetts",null,"Worchester Regional Arpt"]
[1754,9.347804,0,50.1,"0-60","Massachusetts",null,"Norwood Memorial"]
[1756,8.9494530000000001,0,48.7,"0-60","Rhode Island",null,"Pawtucket (AWOS)"]
[1757,9.0997990000000009,0,48.7,"0-60","Rhode Island",null,"Pawtucket (AWOS)"]
[1760,10.147372000000001,0,50.1,"0-60","Massachusetts",null,"Norwood Memorial"]
[1770,10.125966999999997,0,50.1,"0-60","Massachusetts",null,"Norwood Memorial"]
[1772,8.9296630000000015,0,46.4,"0-60","Massachusetts",null,"Worchester Regional Arpt"]
[1773,10.006561,0,51.1,"0-60","Massachusetts",null,"Boston Logan Int'l Arpt"]
[1775,8.9775160000000014,0,46.4,"0-60","Massachusetts",null,"Worchester Regional Arpt"]
[1776,9.6279980000000016,0,50.1,"0-60","Massachusetts",null,"Norwood Memorial"]
[1778,9.9738620000000004,0,50.1,"0-60","Massachusetts",null,"Norwood Memorial"]
[1801,10.789230999999999,0,51.1,"0-60","Massachusetts",null,"Boston Logan Int'l Arpt"]
[1803,10.36637,0,51.1,"0-60","Massachusetts",null,"Boston Logan Int'l Arpt"]
[1810,10.082712000000001,0,50.3,"0-60","Massachusetts",null,"Lawrence Muni"]
[1821,9.9693880000000004,0,50.3,"0-60","Massachusetts",null,"Lawrence Muni"]
[1824,9.5084990000000005,0,50.3,"0-60","Massachusetts",null,"Lawrence Muni"]
[1826,9.5987229999999979,0,50.3,"0-60","Massachusetts",null,"Lawrence Muni"]
[1827,9.1343040000000002,0,49.6,"0-60","New Hampshire",null,"Manchester Airport"]
[1830,9.7977959999999999,0,50.3,"0-60","Massachusetts",null,"Lawrence Muni"]
[1832,9.6533730000000002,0,50.3,"0-60","Massachusetts",null,"Lawrence Muni"]
[1833,10.204917,0,50.3,"0-60","Massachusetts",null,"Lawrence Muni"]
[1834,10.040139,0,50.3,"0-60","Massachusetts",null,"Lawrence Muni"]
[1835,9.9224429999999995,0,50.3,"0-60","Massachusetts",null,"Lawrence Muni"]
[1840,9.9110389999999988,0,50.3,"0-60","Massachusetts",null,"Lawrence Muni"]
[1841,9.8798359999999992,0,50.3,"0-60","Massachusetts",null,"Lawrence Muni"]
[1843,9.9578780000000009,0,50.3,"0-60","Massachusetts",null,"Lawrence Muni"]
[1844,9.7476260000000003,0,50.3,"0-60","Massachusetts",null,"Lawrence Muni"]
[1845,10.230283,0,50.3,"0-60","Massachusetts",null,"Lawrence Muni"]
[1850,9.6263749999999995,0,50.3,"0-60","Massachusetts",null,"Lawrence Muni"]
[1851,9.5513300000000019,0,50.3,"0-60","Massachusetts",null,"Lawrence Muni"]
[1852,9.6728409999999982,0,50.3,"0-60","Massachusetts",null,"Lawrence Muni"]
[1854,9.5116599999999991,0,50.3,"0-60","Massachusetts",null,"Lawrence Muni"]
[1860,9.6960870000000003,0,50.3,"0-60","Massachusetts",null,"Lawrence Muni"]
[1862,9.7518569999999993,0,50.3,"0-60","Massachusetts",null,"Lawrence Muni"]
[1863,9.4029429999999987,0,50.3,"0-60","Massachusetts",null,"Lawrence Muni"]
[1864,10.587128,0,48.3,"0-60","Massachusetts",null,"Beverly Muni"]
[1867,10.833048000000002,0,48.3,"0-60","Massachusetts",null,"Beverly Muni"]
[1876,9.938383,0,50.3,"0-60","Massachusetts",null,"Lawrence Muni"]
[1879,9.3380369999999999,0,50.3,"0-60","Massachusetts",null,"Lawrence Muni"]
[1880,11.229532000000001,0,48.3,"0-60","Massachusetts",null,"Beverly Muni"]
[1886,9.2247459999999997,0,50.3,"0-60","Massachusetts",null,"Lawrence Muni"]
[1887,10.346124999999997,0,50.3,"0-60","Massachusetts",null,"Lawrence Muni"]
[1890,11.070430999999999,0,51.1,"0-60","Massachusetts",null,"Boston Logan Int'l Arpt"]
[1901,11.578278000000001,0,51.1,"0-60","Massachusetts",null,"Boston Logan Int'l Arpt"]
[1902,11.519059,0,48.3,"0-60","Massachusetts",null,"Beverly Muni"]
[1904,11.390556999999999,0,48.3,"0-60","Massachusetts",null,"Beverly Muni"]
[1905,11.484427999999999,0,51.1,"0-60","Massachusetts",null,"Boston Logan Int'l Arpt"]
[1906,11.505066000000001,0,51.1,"0-60","Massachusetts",null,"Boston Logan Int'l Arpt"]
[1907,11.752879,0,48.3,"0-60","Massachusetts",null,"Beverly Muni"]
[1908,11.776650999999999,0,51.1,"0-60","Massachusetts",null,"Boston Logan Int'l Arpt"]
[1913,9.7696649999999998,0,50.3,"0-60","Massachusetts",null,"Lawrence Muni"]
[1915,10.848300999999999,0,48.3,"0-60","Massachusetts",null,"Beverly Muni"]
[1921,10.324166,0,50.3,"0-60","Massachusetts",null,"Lawrence Muni"]
[1922,10.155564,0,50.3,"0-60","Massachusetts",null,"Lawrence Muni"]
[1923,10.910134000000001,0,48.3,"0-60","Massachusetts",null,"Beverly Muni"]
[1929,10.478172000000001,0,48.3,"0-60","Massachusetts",null,"Beverly Muni"]
[1930,10.49184,0,48.3,"0-60","Massachusetts",null,"Beverly Muni"]
[1937,10.49184,0,48.3,"0-60","Massachusetts",null,"Beverly Muni"]
[1938,10.423347,0,48.3,"0-60","Massachusetts",null,"Beverly Muni"]
[1940,11.028815000000002,0,48.3,"0-60","Massachusetts",null,"Beverly Muni"]
[1944,10.513943000000001,0,48.3,"0-60","Massachusetts",null,"Beverly Muni"]
[1945,11.302322,0,48.3,"0-60","Massachusetts",null,"Beverly Muni"]
[1949,10.658418999999999,0,48.3,"0-60","Massachusetts",null,"Beverly Muni"]
[1950,9.968356,0,50.3,"0-60","Massachusetts",null,"Lawrence Muni"]
[1951,10.135389,0,48.3,"0-60","Massachusetts",null,"Beverly Muni"]
[1960,11.11608,0,48.3,"0-60","Massachusetts",null,"Beverly Muni"]
[1969,10.311887000000002,0,48.3,"0-60","Massachusetts",null,"Beverly Muni"]
[1970,11.148819,0,48.3,"0-60","Massachusetts",null,"Beverly Muni"]
[1982,10.630311000000001,0,48.3,"0-60","Massachusetts",null,"Beverly Muni"]
[1983,10.643665,0,48.3,"0-60","Massachusetts",null,"Beverly Muni"]
[1984,10.760855000000001,0,48.3,"0-60","Massachusetts",null,"Beverly Muni"]
[1985,9.9521320000000006,0,50.3,"0-60","Massachusetts",null,"Lawrence Muni"]
[2019,9.3565760000000004,0,48.7,"0-60","Rhode Island",null,"Pawtucket (AWOS)"]
[2021,10.755679000000001,0,50.1,"0-60","Massachusetts",null,"Norwood Memorial"]
[2025,11.038383,0,51.1,"0-60","Massachusetts",null,"Boston Logan Int'l Arpt"]
[2026,10.818401,0,50.1,"0-60","Massachusetts",null,"Norwood Memorial"]
[2030,10.305446,0,50.1,"0-60","Massachusetts",null,"Norwood Memorial"]
[2032,10.276098000000001,0,50.1,"0-60","Massachusetts",null,"Norwood Memorial"]
[2035,9.9081850000000014,0,50.1,"0-60","Massachusetts",null,"Norwood Memorial"]
[2038,9.6608140000000002,0,48.7,"0-60","Rhode Island",null,"Pawtucket (AWOS)"]
[2043,11.433275,0,51.1,"0-60","Massachusetts",null,"Boston Logan Int'l Arpt"]
[2045,11.839324000000001,0,51.1,"0-60","Massachusetts",null,"Boston Logan Int'l Arpt"]
[2047,11.839324000000001,0,50.3,"0-60","Massachusetts",null,"Plymouth Municipal"]
[2048,9.8043289999999992,0,50.1,"0-60","Massachusetts",null,"Norwood Memorial"]
[2050,9.7142510000000009,0,50.3,"0-60","Massachusetts",null,"Plymouth Municipal"]
[2052,10.132168,0,50.1,"0-60","Massachusetts",null,"Norwood Memorial"]
[2053,9.7241130000000009,0,50.1,"0-60","Massachusetts",null,"Norwood Memorial"]
[2054,9.9837500000000006,0,50.1,"0-60","Massachusetts",null,"Norwood Memorial"]
[2056,9.8986070000000002,0,50.1,"0-60","Massachusetts",null,"Norwood Memorial"]
[2061,10.581046000000001,0,51.1,"0-60","Massachusetts",null,"Boston Logan Int'l Arpt"]
[2062,10.491262000000003,0,50.1,"0-60","Massachusetts",null,"Norwood Memorial"]
[2066,10.614806,0,51.1,"0-60","Massachusetts",null,"Boston Logan Int'l Arpt"]
[2067,10.202009,0,50.1,"0-60","Massachusetts",null,"Norwood Memorial"]
[2071,9.9540040000000012,0,50.1,"0-60","Massachusetts",null,"Norwood Memorial"]
[2072,10.511251,0,50.1,"0-60","Massachusetts",null,"Norwood Memorial"]
[2081,10.111073000000001,0,50.1,"0-60","Massachusetts",null,"Norwood Memorial"]
[2090,10.532101000000003,0,50.1,"0-60","Massachusetts",null,"Norwood Memorial"]
[2093,9.7192760000000007,0,48.7,"0-60","Rhode Island",null,"Pawtucket (AWOS)"]
[2108,11.744308,0,51.1,"0-60","Massachusetts",null,"Boston Logan Int'l Arpt"]
[2109,11.769834000000001,0,51.1,"0-60","Massachusetts",null,"Boston Logan Int'l Arpt"]
[2110,11.750166,0,51.1,"0-60","Massachusetts",null,"Boston Logan Int'l Arpt"]
[2111,11.734142000000002,0,51.1,"0-60","Massachusetts",null,"Boston Logan Int'l Arpt"]
[2113,11.759087000000001,0,51.1,"0-60","Massachusetts",null,"Boston Logan Int'l Arpt"]
[2114,11.763160999999998,0,51.1,"0-60","Massachusetts",null,"Boston Logan Int'l Arpt"]
[2115,11.57239,0,51.1,"0-60","Massachusetts",null,"Boston Logan Int'l Arpt"]
[2116,11.705427,0,51.1,"0-60","Massachusetts",null,"Boston Logan Int'l Arpt"]
[2118,11.693178,0,51.1,"0-60","Massachusetts",null,"Boston Logan Int'l Arpt"]
[2119,11.609446,0,51.1,"0-60","Massachusetts",null,"Boston Logan Int'l Arpt"]
[2120,11.524732999999998,0,51.1,"0-60","Massachusetts",null,"Boston Logan Int'l Arpt"]
[2121,11.563220000000001,0,51.1,"0-60","Massachusetts",null,"Boston Logan Int'l Arpt"]
[2122,11.618838999999999,0,51.1,"0-60","Massachusetts",null,"Boston Logan Int'l Arpt"]
[2124,11.562844000000002,0,51.1,"0-60","Massachusetts",null,"Boston Logan Int'l Arpt"]
[2125,11.661558999999999,0,51.1,"0-60","Massachusetts",null,"Boston Logan Int'l Arpt"]
[2126,11.429509999999997,0,50.1,"0-60","Massachusetts",null,"Norwood Memorial"]
[2127,11.716165999999999,0,51.1,"0-60","Massachusetts",null,"Boston Logan Int'l Arpt"]
[2128,11.799555999999999,0,51.1,"0-60","Massachusetts",null,"Boston Logan Int'l Arpt"]
[2129,11.798577000000002,0,51.1,"0-60","Massachusetts",null,"Boston Logan Int'l Arpt"]
[2130,11.361283999999999,0,51.1,"0-60","Massachusetts",null,"Boston Logan Int'l Arpt"]
[2131,11.238597,0,50.1,"0-60","Massachusetts",null,"Norwood Memorial"]
[2132,10.978781999999997,0,50.1,"0-60","Massachusetts",null,"Norwood Memorial"]
[2134,11.343431000000001,0,51.1,"0-60","Massachusetts",null,"Boston Logan Int'l Arpt"]
[2135,11.109992000000002,0,51.1,"0-60","Massachusetts",null,"Boston Logan Int'l Arpt"]
[2136,11.154712999999999,0,50.1,"0-60","Massachusetts",null,"Norwood Memorial"]
[2138,11.308902,0,51.1,"0-60","Massachusetts",null,"Boston Logan Int'l Arpt"]
[2139,11.573171999999998,0,51.1,"0-60","Massachusetts",null,"Boston Logan Int'l Arpt"]
[2140,11.371126,0,51.1,"0-60","Massachusetts",null,"Boston Logan Int'l Arpt"]
[2141,11.750156999999998,0,51.1,"0-60","Massachusetts",null,"Boston Logan Int'l Arpt"]
[2142,11.719785,0,51.1,"0-60","Massachusetts",null,"Boston Logan Int'l Arpt"]
[2143,11.641307000000001,0,51.1,"0-60","Massachusetts",null,"Boston Logan Int'l Arpt"]
[2144,11.457545,0,51.1,"0-60","Massachusetts",null,"Boston Logan Int'l Arpt"]
[2145,11.749939000000001,0,51.1,"0-60","Massachusetts",null,"Boston Logan Int'l Arpt"]
[2148,11.76202,0,51.1,"0-60","Massachusetts",null,"Boston Logan Int'l Arpt"]
[2149,11.850855000000001,0,51.1,"0-60","Massachusetts",null,"Boston Logan Int'l Arpt"]
[2150,11.833841999999999,0,51.1,"0-60","Massachusetts",null,"Boston Logan Int'l Arpt"]
[2151,11.806941,0,51.1,"0-60","Massachusetts",null,"Boston Logan Int'l Arpt"]
[2152,11.811874,0,51.1,"0-60","Massachusetts",null,"Boston Logan Int'l Arpt"]
[2155,11.537224,0,51.1,"0-60","Massachusetts",null,"Boston Logan Int'l Arpt"]
[2163,11.354806999999999,0,51.1,"0-60","Massachusetts",null,"Boston Logan Int'l Arpt"]
[2169,11.534761,0,51.1,"0-60","Massachusetts",null,"Boston Logan Int'l Arpt"]
[2170,11.634709999999998,0,51.1,"0-60","Massachusetts",null,"Boston Logan Int'l Arpt"]
[2171,11.663663,0,51.1,"0-60","Massachusetts",null,"Boston Logan Int'l Arpt"]
[2176,11.584554000000001,0,51.1,"0-60","Massachusetts",null,"Boston Logan Int'l Arpt"]
[2180,11.316193999999999,0,51.1,"0-60","Massachusetts",null,"Boston Logan Int'l Arpt"]
[2184,11.335554999999999,0,50.1,"0-60","Massachusetts",null,"Norwood Memorial"]
[2186,11.330560999999999,0,50.1,"0-60","Massachusetts",null,"Norwood Memorial"]
[2188,11.456900000000001,0,51.1,"0-60","Massachusetts",null,"Boston Logan Int'l Arpt"]
[2189,11.559784000000001,0,51.1,"0-60","Massachusetts",null,"Boston Logan Int'l Arpt"]
[2190,11.190338999999998,0,50.1,"0-60","Massachusetts",null,"Norwood Memorial"]
[2191,11.725145000000001,0,51.1,"0-60","Massachusetts",null,"Boston Logan Int'l Arpt"]
[2199,11.702408999999999,0,51.1,"0-60","Massachusetts",null,"Boston Logan Int'l Arpt"]
[2203,11.702408999999999,0,51.1,"0-60","Massachusetts",null,"Boston Logan Int'l Arpt"]
[2210,11.739536000000001,0,51.1,"0-60","Massachusetts",null,"Boston Logan Int'l Arpt"]
[2215,11.555765999999998,0,51.1,"0-60","Massachusetts",null,"Boston Logan Int'l Arpt"]
[2301,10.363350000000001,0,50.1,"0-60","Massachusetts",null,"Norwood Memorial"]
[2302,10.547356000000001,0,50.1,"0-60","Massachusetts",null,"Norwood Memorial"]
[2322,10.709522999999997,0,50.1,"0-60","Massachusetts",null,"Norwood Memorial"]
[2324,9.5920529999999999,0,50.3,"0-60","Massachusetts",null,"Plymouth Municipal"]
[2330,8.6184469999999997,0,50.3,"0-60","Massachusetts",null,"Plymouth Municipal"]
[2332,9.5803430000000009,0,50.3,"0-60","Massachusetts",null,"Plymouth Municipal"]
[2333,10.201908999999999,0,50.3,"0-60","Massachusetts",null,"Plymouth Municipal"]
[2338,9.6058700000000012,0,50.3,"0-60","Massachusetts",null,"Plymouth Municipal"]
[2339,10.583499,0,50.3,"0-60","Massachusetts",null,"Plymouth Municipal"]
[2341,10.211869,0,50.3,"0-60","Massachusetts",null,"Plymouth Municipal"]
[2343,10.950180999999999,0,50.1,"0-60","Massachusetts",null,"Norwood Memorial"]
[2346,9.0480990000000006,0,50.3,"0-60","Massachusetts",null,"Plymouth Municipal"]
[2347,9.1271210000000007,0,51.4,"0-60","Massachusetts",null,"New Bedford Rgnl"]
[2351,10.843604000000001,0,50.1,"0-60","Massachusetts",null,"Norwood Memorial"]
[2356,10.057017,0,50.1,"0-60","Massachusetts",null,"Norwood Memorial"]
[2357,10.149135999999999,0,50.1,"0-60","Massachusetts",null,"Norwood Memorial"]
[2359,9.8358889999999981,0,50.3,"0-60","Massachusetts",null,"Plymouth Municipal"]
[2360,8.3449320000000018,0,50.3,"0-60","Massachusetts",null,"Plymouth Municipal"]
[2364,8.899617000000001,0,50.3,"0-60","Massachusetts",null,"Plymouth Municipal"]
[2366,8.899617000000001,0,50.3,"0-60","Massachusetts",null,"Plymouth Municipal"]
[2367,9.088913999999999,0,50.3,"0-60","Massachusetts",null,"Plymouth Municipal"]
[2368,11.032504000000001,0,50.1,"0-60","Massachusetts",null,"Norwood Memorial"]
[2370,10.958084000000001,0,50.1,"0-60","Massachusetts",null,"Norwood Memorial"]
[2375,9.7896149999999995,0,50.1,"0-60","Massachusetts",null,"Norwood Memorial"]
[2379,9.9099949999999986,0,50.1,"0-60","Massachusetts",null,"Norwood Memorial"]
[2382,10.617761,0,50.1,"0-60","Massachusetts",null,"Norwood Memorial"]
[2420,10.437902000000001,0,51.1,"0-60","Massachusetts",null,"Boston Logan Int'l Arpt"]
[2421,10.307289000000003,0,51.1,"0-60","Massachusetts",null,"Boston Logan Int'l Arpt"]
[2445,11.248215,0,51.1,"0-60","Massachusetts",null,"Boston Logan Int'l Arpt"]
[2446,11.357188000000001,0,51.1,"0-60","Massachusetts",null,"Boston Logan Int'l Arpt"]
[2451,10.260635000000001,0,51.1,"0-60","Massachusetts",null,"Boston Logan Int'l Arpt"]
[2452,10.543991000000002,0,51.1,"0-60","Massachusetts",null,"Boston Logan Int'l Arpt"]
[2453,10.39437,0,51.1,"0-60","Massachusetts",null,"Boston Logan Int'l Arpt"]
[2457,10.39437,0,50.1,"0-60","Massachusetts",null,"Norwood Memorial"]
[2458,10.835256000000001,0,51.1,"0-60","Massachusetts",null,"Boston Logan Int'l Arpt"]
[2459,10.776634999999999,0,50.1,"0-60","Massachusetts",null,"Norwood Memorial"]
[2460,10.653468,0,51.1,"0-60","Massachusetts",null,"Boston Logan Int'l Arpt"]
[2461,10.648933000000003,0,50.1,"0-60","Massachusetts",null,"Norwood Memorial"]
[2462,10.319762000000001,0,50.1,"0-60","Massachusetts",null,"Norwood Memorial"]
[2464,10.558895999999999,0,50.1,"0-60","Massachusetts",null,"Norwood Memorial"]
[2465,10.497472000000002,0,51.1,"0-60","Massachusetts",null,"Boston Logan Int'l Arpt"]
[2466,10.350206999999999,0,50.1,"0-60","Massachusetts",null,"Norwood Memorial"]
[2467,11.028234999999999,0,51.1,"0-60","Massachusetts",null,"Boston Logan Int'l Arpt"]
[2468,10.479531,0,50.1,"0-60","Massachusetts",null,"Norwood Memorial"]
[2472,10.90826,0,51.1,"0-60","Massachusetts",null,"Boston Logan Int'l Arpt"]
[2474,11.104801999999998,0,51.1,"0-60","Massachusetts",null,"Boston Logan Int'l Arpt"]
[2476,10.960154000000003,0,51.1,"0-60","Massachusetts",null,"Boston Logan Int'l Arpt"]
[2478,10.923626999999998,0,51.1,"0-60","Massachusetts",null,"Boston Logan Int'l Arpt"]
[2481,10.289229999999998,0,50.1,"0-60","Massachusetts",null,"Norwood Memorial"]
[2482,10.250909000000002,0,50.1,"0-60","Massachusetts",null,"Norwood Memorial"]
[2492,10.465790999999999,0,50.1,"0-60","Massachusetts",null,"Norwood Memorial"]
[2493,10.154892,0,50.1,"0-60","Massachusetts",null,"Norwood Memorial"]
[2494,10.478730000000001,0,50.1,"0-60","Massachusetts",null,"Norwood Memorial"]
[2532,8.5751460000000002,0,50.3,"0-60","Massachusetts",null,"Plymouth Municipal"]
[2534,8.5751460000000002,0,51.4,"0-60","Massachusetts",null,"New Bedford Rgnl"]
[2536,8.9562840000000001,0,51.2,"0-60","Massachusetts",null,"Marthas Vineyard"]
[2537,8.6727580000000017,0,50.8,"0-60","Massachusetts",null,"Barnstable Muni Boa"]
[2538,8.6008250000000004,0,50.3,"0-60","Massachusetts",null,"Plymouth Municipal"]
[2540,8.9847710000000021,0,51.2,"0-60","Massachusetts",null,"Marthas Vineyard"]
[2542,8.7943870000000004,0,50.8,"0-60","Massachusetts",null,"Barnstable Muni Boa"]
[2553,8.9847710000000021,0,50.3,"0-60","Massachusetts",null,"Plymouth Municipal"]
[2556,8.9847710000000021,0,51.2,"0-60","Massachusetts",null,"Marthas Vineyard"]
[2558,8.9847710000000021,0,50.3,"0-60","Massachusetts",null,"Plymouth Municipal"]
[2559,8.5559359999999991,0,50.3,"0-60","Massachusetts",null,"Plymouth Municipal"]
[2561,8.5559359999999991,0,50.3,"0-60","Massachusetts",null,"Plymouth Municipal"]
[2562,8.5194900000000011,0,50.3,"0-60","Massachusetts",null,"Plymouth Municipal"]
[2563,8.6607959999999995,0,50.8,"0-60","Massachusetts",null,"Barnstable Muni Boa"]
[2571,8.7065970000000004,0,50.3,"0-60","Massachusetts",null,"Plymouth Municipal"]
[2576,8.8347189999999998,0,50.3,"0-60","Massachusetts",null,"Plymouth Municipal"]
[2601,9.1799850000000003,0,50.8,"0-60","Massachusetts",null,"Barnstable Muni Boa"]
[2630,9.1799850000000003,0,50.8,"0-60","Massachusetts",null,"Barnstable Muni Boa"]
[2631,9.3005420000000001,0,50.8,"0-60","Massachusetts",null,"Barnstable Muni Boa"]
[2632,8.8949539999999985,0,50.8,"0-60","Massachusetts",null,"Barnstable Muni Boa"]
[2635,8.9014739999999986,0,50.8,"0-60","Massachusetts",null,"Barnstable Muni Boa"]
[2637,8.9014739999999986,0,50.8,"0-60","Massachusetts",null,"Barnstable Muni Boa"]
[2638,9.1938059999999986,0,50.8,"0-60","Massachusetts",null,"Barnstable Muni Boa"]
[2641,9.3026609999999987,0,50.8,"0-60","Massachusetts",null,"Barnstable Muni Boa"]
[2642,9.2724800000000016,0,50.8,"0-60","Massachusetts",null,"Barnstable Muni Boa"]
[2644,8.7132830000000006,0,50.8,"0-60","Massachusetts",null,"Barnstable Muni Boa"]
[2647,9.3026609999999987,0,50.8,"0-60","Massachusetts",null,"Barnstable Muni Boa"]
[2648,8.7959720000000008,0,50.8,"0-60","Massachusetts",null,"Barnstable Muni Boa"]
[2649,8.8886579999999995,0,50.8,"0-60","Massachusetts",null,"Barnstable Muni Boa"]
[2651,9.1983429999999995,0,50.9,"0-60","Massachusetts",null,"Provincetown (AWOS)"]
[2652,9.1983429999999995,0,50.9,"0-60","Massachusetts",null,"Provincetown (AWOS)"]
[2655,8.990615,0,50.8,"0-60","Massachusetts",null,"Barnstable Muni Boa"]
[2657,8.990615,0,50.9,"0-60","Massachusetts",null,"Provincetown (AWOS)"]
[2660,9.282769,0,50.8,"0-60","Massachusetts",null,"Barnstable Muni Boa"]
[2663,9.282769,0,50.9,"0-60","Massachusetts",null,"Provincetown (AWOS)"]
[2664,9.1897230000000008,0,50.8,"0-60","Massachusetts",null,"Barnstable Muni Boa"]
[2666,9.4724029999999999,0,50.9,"0-60","Massachusetts",null,"Provincetown (AWOS)"]
[2667,9.4724029999999999,0,50.9,"0-60","Massachusetts",null,"Provincetown (AWOS)"]
[2668,8.7399020000000007,0,50.8,"0-60","Massachusetts",null,"Barnstable Muni Boa"]
[2672,9.3026609999999987,0,50.8,"0-60","Massachusetts",null,"Barnstable Muni Boa"]
[2673,9.1799850000000003,0,50.8,"0-60","Massachusetts",null,"Barnstable Muni Boa"]
[2675,9.1799850000000003,0,50.8,"0-60","Massachusetts",null,"Barnstable Muni Boa"]
[2702,9.0610579999999992,0,51.4,"0-60","Massachusetts",null,"New Bedford Rgnl"]
[2703,9.6069329999999997,0,48.7,"0-60","Rhode Island",null,"Pawtucket (AWOS)"]
[2715,9.3110900000000001,0,51.4,"0-60","Massachusetts",null,"New Bedford Rgnl"]
[2717,9.1427180000000003,0,51.4,"0-60","Massachusetts",null,"New Bedford Rgnl"]
[2718,9.0396410000000014,0,51.4,"0-60","Massachusetts",null,"New Bedford Rgnl"]
[2719,9.6836880000000001,0,51.4,"0-60","Massachusetts",null,"New Bedford Rgnl"]
[2720,9.2993789999999983,0,51.4,"0-60","Massachusetts",null,"New Bedford Rgnl"]
[2721,9.6385480000000001,0,51.4,"0-60","Massachusetts",null,"New Bedford Rgnl"]
[2723,9.5042310000000008,0,51.4,"0-60","Massachusetts",null,"New Bedford Rgnl"]
[2724,9.7304349999999999,0,51.4,"0-60","Massachusetts",null,"New Bedford Rgnl"]
[2725,9.6281779999999983,0,51.4,"0-60","Massachusetts",null,"New Bedford Rgnl"]
[2726,9.3603040000000011,0,51.4,"0-60","Massachusetts",null,"New Bedford Rgnl"]
[2738,8.891883,0,51.4,"0-60","Massachusetts",null,"New Bedford Rgnl"]
[2739,9.1791860000000014,0,51.4,"0-60","Massachusetts",null,"New Bedford Rgnl"]
[2740,9.5610369999999989,0,51.4,"0-60","Massachusetts",null,"New Bedford Rgnl"]
[2743,9.1829239999999999,0,51.4,"0-60","Massachusetts",null,"New Bedford Rgnl"]
[2744,9.7302320000000009,0,51.4,"0-60","Massachusetts",null,"New Bedford Rgnl"]
[2745,9.3166520000000013,0,51.4,"0-60","Massachusetts",null,"New Bedford Rgnl"]
[2746,9.4688400000000001,0,51.4,"0-60","Massachusetts",null,"New Bedford Rgnl"]
[2747,9.4945880000000002,0,51.4,"0-60","Massachusetts",null,"New Bedford Rgnl"]
[2748,9.7616590000000016,0,51.4,"0-60","Massachusetts",null,"New Bedford Rgnl"]
[2760,9.6459989999999998,0,48.7,"0-60","Rhode Island",null,"Pawtucket (AWOS)"]
[2762,9.705254,0,48.7,"0-60","Rhode Island",null,"Pawtucket (AWOS)"]
[2763,9.6656890000000004,0,48.7,"0-60","Rhode Island",null,"Pawtucket (AWOS)"]
[2764,9.3147690000000001,0,51.4,"0-60","Massachusetts",null,"New Bedford Rgnl"]
[2766,9.5614070000000009,0,50.1,"0-60","Massachusetts",null,"Norwood Memorial"]
[2767,9.1909609999999997,0,50.3,"0-60","Massachusetts",null,"Plymouth Municipal"]
[2769,9.6744479999999982,0,50.9,"0-60","Rhode Island",null,"Providence T F Green State Ar"]
[2770,9.029147,0,51.4,"0-60","Massachusetts",null,"New Bedford Rgnl"]
[2771,9.7666170000000001,0,50.9,"0-60","Rhode Island",null,"Providence T F Green State Ar"]
[2777,9.7189850000000018,0,50.9,"0-60","Rhode Island",null,"Providence T F Green State Ar"]
[2779,9.0209580000000003,0,51.4,"0-60","Massachusetts",null,"New Bedford Rgnl"]
[2780,9.147176,0,51.4,"0-60","Massachusetts",null,"New Bedford Rgnl"]
[2790,9.6402669999999997,0,51.4,"0-60","Massachusetts",null,"New Bedford Rgnl"]
[2802,9.6402669999999997,0,48.7,"0-60","Rhode Island",null,"Pawtucket (AWOS)"]
[2804,8.5270900000000012,0,50.8,"0-60","Connecticut",null,"Groton New London AP"]
[2806,9.9959849999999992,0,50.9,"0-60","Rhode Island",null,"Providence T F Green State Ar"]
[2808,8.6476450000000007,0,50.8,"0-60","Connecticut",null,"Groton New London AP"]
[2809,10.059400999999999,0,50.9,"0-60","Rhode Island",null,"Providence T F Green State Ar"]
[2812,8.3753580000000003,0,50.9,"0-60","Rhode Island",null,"Providence T F Green State Ar"]
[2813,8.5711829999999996,0,51.8,"0-60","Rhode Island",null,"Block Island State Arpt"]
[2814,7.8534410000000019,0,48.7,"0-60","Rhode Island",null,"Pawtucket (AWOS)"]
[2815,7.8947899999999995,0,50.9,"0-60","Rhode Island",null,"Providence T F Green State Ar"]
[2816,8.2529580000000013,0,50.9,"0-60","Rhode Island",null,"Providence T F Green State Ar"]
[2817,8.0187099999999987,0,50.9,"0-60","Rhode Island",null,"Providence T F Green State Ar"]
[2818,9.3969199999999997,0,50.9,"0-60","Rhode Island",null,"Providence T F Green State Ar"]
[2822,8.2454930000000015,0,50.9,"0-60","Rhode Island",null,"Providence T F Green State Ar"]
[2825,7.6523979999999989,0,48.7,"0-60","Rhode Island",null,"Pawtucket (AWOS)"]
[2826,7.6523979999999989,0,48.7,"0-60","Rhode Island",null,"Pawtucket (AWOS)"]
[2827,7.6292439999999999,0,50.9,"0-60","Rhode Island",null,"Providence T F Green State Ar"]
[2828,8.6578899999999983,0,48.7,"0-60","Rhode Island",null,"Pawtucket (AWOS)"]
[2830,8.2181479999999993,0,48.7,"0-60","Rhode Island",null,"Pawtucket (AWOS)"]
[2831,8.5029050000000002,0,50.9,"0-60","Rhode Island",null,"Providence T F Green State Ar"]
[2832,8.1942039999999992,0,50.8,"0-60","Connecticut",null,"Groton New London AP"]
[2833,8.3167690000000007,0,50.8,"0-60","Connecticut",null,"Groton New London AP"]
[2835,10.297086999999999,0,50.9,"0-60","Rhode Island",null,"Providence T F Green State Ar"]
[2836,8.4475170000000013,0,51.8,"0-60","Rhode Island",null,"Block Island State Arpt"]
[2837,9.9577760000000008,0,51.4,"0-60","Massachusetts",null,"New Bedford Rgnl"]
[2838,9.2051140000000018,0,48.7,"0-60","Rhode Island",null,"Pawtucket (AWOS)"]
[2839,8.1765740000000005,0,48.7,"0-60","Rhode Island",null,"Pawtucket (AWOS)"]
[2840,9.8542239999999985,0,50.9,"0-60","Rhode Island",null,"Providence T F Green State Ar"]
[2841,10.249195,0,50.9,"0-60","Rhode Island",null,"Providence T F Green State Ar"]
[2842,10.162265000000001,0,50.9,"0-60","Rhode Island",null,"Providence T F Green State Ar"]
[2852,9.8586929999999988,0,50.9,"0-60","Rhode Island",null,"Providence T F Green State Ar"]
[2857,8.1977380000000011,0,48.7,"0-60","Rhode Island",null,"Pawtucket (AWOS)"]
[2858,8.1780109999999997,0,48.7,"0-60","Rhode Island",null,"Pawtucket (AWOS)"]
[2859,7.6754379999999998,0,48.7,"0-60","Rhode Island",null,"Pawtucket (AWOS)"]
[2860,9.678325000000001,0,48.7,"0-60","Rhode Island",null,"Pawtucket (AWOS)"]
[2861,9.6612870000000015,0,48.7,"0-60","Rhode Island",null,"Pawtucket (AWOS)"]
[2863,9.6265800000000006,0,48.7,"0-60","Rhode Island",null,"Pawtucket (AWOS)"]
[2864,9.5143460000000015,0,48.7,"0-60","Rhode Island",null,"Pawtucket (AWOS)"]
[2865,9.366598999999999,0,48.7,"0-60","Rhode Island",null,"Pawtucket (AWOS)"]
[2871,10.144138999999999,0,50.9,"0-60","Rhode Island",null,"Providence T F Green State Ar"]
[2872,10.299816,0,50.9,"0-60","Rhode Island",null,"Providence T F Green State Ar"]
[2873,8.0991559999999989,0,50.8,"0-60","Connecticut",null,"Groton New London AP"]
[2874,9.6280960000000011,0,50.9,"0-60","Rhode Island",null,"Providence T F Green State Ar"]
[2875,9.6280960000000011,0,51.8,"0-60","Rhode Island",null,"Block Island State Arpt"]
[2876,9.6280960000000011,0,48.7,"0-60","Rhode Island",null,"Pawtucket (AWOS)"]
[2878,9.9167269999999981,0,51.4,"0-60","Massachusetts",null,"New Bedford Rgnl"]
[2879,8.7940920000000009,0,51.8,"0-60","Rhode Island",null,"Block Island State Arpt"]
[2881,8.9708659999999991,0,50.9,"0-60","Rhode Island",null,"Providence T F Green State Ar"]
[2882,9.4264510000000001,0,51.8,"0-60","Rhode Island",null,"Block Island State Arpt"]
[2885,9.9708240000000004,0,50.9,"0-60","Rhode Island",null,"Providence T F Green State Ar"]
[2886,9.7190210000000015,0,50.9,"0-60","Rhode Island",null,"Providence T F Green State Ar"]
[2888,9.9833759999999998,0,50.9,"0-60","Rhode Island",null,"Providence T F Green State Ar"]
[2889,10.176904,0,50.9,"0-60","Rhode Island",null,"Providence T F Green State Ar"]
[2891,8.6328969999999998,0,50.8,"0-60","Connecticut",null,"Groton New London AP"]
[2892,8.3905690000000011,0,50.9,"0-60","Rhode Island",null,"Providence T F Green State Ar"]
[2893,9.117267,0,50.9,"0-60","Rhode Island",null,"Providence T F Green State Ar"]
[2894,8.4257080000000002,0,50.8,"0-60","Connecticut",null,"Groton New London AP"]
[2895,9.121557000000001,0,48.7,"0-60","Rhode Island",null,"Pawtucket (AWOS)"]
[2896,8.7981430000000014,0,48.7,"0-60","Rhode Island",null,"Pawtucket (AWOS)"]
[2898,8.2022489999999983,0,50.9,"0-60","Rhode Island",null,"Providence T F Green State Ar"]
[2903,9.816967,0,50.9,"0-60","Rhode Island",null,"Providence T F Green State Ar"]
[2904,9.5621800000000015,0,48.7,"0-60","Rhode Island",null,"Pawtucket (AWOS)"]
[2905,9.939503000000002,0,50.9,"0-60","Rhode Island",null,"Providence T F Green State Ar"]
[2906,9.7828669999999995,0,48.7,"0-60","Rhode Island",null,"Pawtucket (AWOS)"]
[2907,9.8139269999999996,0,50.9,"0-60","Rhode Island",null,"Providence T F Green State Ar"]
[2908,9.6022850000000002,0,48.7,"0-60","Rhode Island",null,"Pawtucket (AWOS)"]
[2909,9.5398200000000006,0,50.9,"0-60","Rhode Island",null,"Providence T F Green State Ar"]
[2910,9.7741109999999995,0,50.9,"0-60","Rhode Island",null,"Providence T F Green State Ar"]
[2911,9.2989720000000009,0,48.7,"0-60","Rhode Island",null,"Pawtucket (AWOS)"]
[2912,9.2989720000000009,0,50.9,"0-60","Rhode Island",null,"Providence T F Green State Ar"]
[2914,9.847251,0,50.9,"0-60","Rhode Island",null,"Providence T F Green State Ar"]
[2915,9.9344479999999997,0,50.9,"0-60","Rhode Island",null,"Providence T F Green State Ar"]
[2916,9.7558409999999967,0,48.7,"0-60","Rhode Island",null,"Pawtucket (AWOS)"]
[2917,8.898873,0,48.7,"0-60","Rhode Island",null,"Pawtucket (AWOS)"]
[2919,8.9901289999999996,0,48.7,"0-60","Rhode Island",null,"Pawtucket (AWOS)"]
[2920,9.523733,0,50.9,"0-60","Rhode Island",null,"Providence T F Green State Ar"]
[2921,9.0864100000000008,0,50.9,"0-60","Rhode Island",null,"Providence T F Green State Ar"]
[3031,8.5653290000000002,0,49.6,"0-60","New Hampshire",null,"Manchester Airport"]
[3032,8.9232260000000014,0,49.6,"0-60","New Hampshire",null,"Manchester Airport"]
[3033,8.2082510000000006,0,49.6,"0-60","New Hampshire",null,"Manchester Airport"]
[3034,8.5855300000000021,0,49.6,"0-60","New Hampshire",null,"Manchester Airport"]
[3036,8.6936549999999997,0,49.6,"0-60","New Hampshire",null,"Manchester Airport"]
[3037,7.9508960000000002,0,46.3,"0-60","New Hampshire",null,"Concord Municipal Arpt"]
[3038,9.0132700000000021,0,49.6,"0-60","New Hampshire",null,"Manchester Airport"]
[3042,8.8254829999999984,0,48.1,"0-60","New Hampshire",null,"Pease Intl Tradepor"]
[3043,7.1233179999999994,0,49.6,"0-60","New Hampshire",null,"Manchester Airport"]
[3044,8.8852709999999995,0,49.6,"0-60","New Hampshire",null,"Manchester Airport"]
[3045,8.7821679999999986,0,49.6,"0-60","New Hampshire",null,"Manchester Airport"]
[3046,8.7394609999999986,0,46.3,"0-60","New Hampshire",null,"Concord Municipal Arpt"]
[3047,6.5857610000000015,0,46.8,"0-60","New Hampshire",null,"Dillant Hopkins"]
[3048,7.3527689999999986,0,49.6,"0-60","New Hampshire",null,"Manchester Airport"]
[3049,8.8746550000000006,0,49.6,"0-60","New Hampshire",null,"Manchester Airport"]
[3051,9.4595500000000001,0,49.6,"0-60","New Hampshire",null,"Manchester Airport"]
[3052,9.2660070000000001,0,49.6,"0-60","New Hampshire",null,"Manchester Airport"]
[3053,9.2921870000000002,0,49.6,"0-60","New Hampshire",null,"Manchester Airport"]
[3054,9.0235350000000007,0,49.6,"0-60","New Hampshire",null,"Manchester Airport"]
[3055,8.0924510000000005,0,49.6,"0-60","New Hampshire",null,"Manchester Airport"]
[3057,7.9049510000000005,0,49.6,"0-60","New Hampshire",null,"Manchester Airport"]
[3060,9.3551549999999999,0,49.6,"0-60","New Hampshire",null,"Manchester Airport"]
[3062,9.2211579999999991,0,49.6,"0-60","New Hampshire",null,"Manchester Airport"]
[3063,9.1443820000000002,0,49.6,"0-60","New Hampshire",null,"Manchester Airport"]
[3064,9.2864679999999993,0,49.6,"0-60","New Hampshire",null,"Manchester Airport"]
[3070,7.9762229999999992,0,49.6,"0-60","New Hampshire",null,"Manchester Airport"]
[3071,5.9333549999999988,0,46.8,"0-60","New Hampshire",null,"Dillant Hopkins"]
[3076,9.5398599999999991,0,50.3,"0-60","Massachusetts",null,"Lawrence Muni"]
[3077,8.5301249999999982,0,49.6,"0-60","New Hampshire",null,"Manchester Airport"]
[3079,9.4472710000000006,0,50.3,"0-60","Massachusetts",null,"Lawrence Muni"]
[3082,7.2177260000000008,0,49.6,"0-60","New Hampshire",null,"Manchester Airport"]
[3084,6.2716529999999997,0,46.8,"0-60","New Hampshire",null,"Dillant Hopkins"]
[3086,7.1718630000000001,0,49.6,"0-60","New Hampshire",null,"Manchester Airport"]
[3087,9.3349660000000014,0,50.3,"0-60","Massachusetts",null,"Lawrence Muni"]
[3101,9.0802000000000014,0,49.6,"0-60","New Hampshire",null,"Manchester Airport"]
[3102,8.9984539999999988,0,49.6,"0-60","New Hampshire",null,"Manchester Airport"]
[3103,9.1747310000000013,0,49.6,"0-60","New Hampshire",null,"Manchester Airport"]
[3104,9.1059790000000014,0,49.6,"0-60","New Hampshire",null,"Manchester Airport"]
[3106,8.9935559999999999,0,49.6,"0-60","New Hampshire",null,"Manchester Airport"]
[3109,9.1911740000000002,0,49.6,"0-60","New Hampshire",null,"Manchester Airport"]
[3110,8.8864260000000002,0,49.6,"0-60","New Hampshire",null,"Manchester Airport"]
[3215,8.8864260000000002,0,28.7,"0-60","New Hampshire",null,"Mount Washington"]
[3216,6.5504460000000009,0,46.8,"0-60","New Hampshire",null,"Laconia Muni (AWOS)"]
[3217,6.055631,0,46.8,"0-60","New Hampshire",null,"Laconia Muni (AWOS)"]
[3218,6.860240000000001,0,46.3,"0-60","New Hampshire",null,"Concord Municipal Arpt"]
[3220,7.0469290000000004,0,46.8,"0-60","New Hampshire",null,"Laconia Muni (AWOS)"]
[3221,5.6404360000000002,0,46.3,"0-60","New Hampshire",null,"Concord Municipal Arpt"]
[3222,5.6851289999999999,0,46.8,"0-60","New Hampshire",null,"Laconia Muni (AWOS)"]
[3223,3.3545400000000001,0,46.8,"0-60","New Hampshire",null,"Laconia Muni (AWOS)"]
[3224,8.2545390000000012,0,46.3,"0-60","New Hampshire",null,"Concord Municipal Arpt"]
[3225,6.6868609999999995,0,46.3,"0-60","New Hampshire",null,"Concord Municipal Arpt"]
[3226,6.3518639999999991,0,46.8,"0-60","New Hampshire",null,"Laconia Muni (AWOS)"]
[3227,4.0284869999999993,0,46.8,"0-60","New Hampshire",null,"Laconia Muni (AWOS)"]
[3229,8.5398519999999998,0,46.3,"0-60","New Hampshire",null,"Concord Municipal Arpt"]
[3230,5.3986650000000003,0,46.8,"0-60","New Hampshire",null,"Laconia Muni (AWOS)"]
[3231,5.3986650000000003,0,46.8,"0-60","New Hampshire",null,"Laconia Muni (AWOS)"]
[3233,5.3986650000000003,0,45.9,"0-60","New Hampshire",null,"Lebanon Municipal"]
[3234,7.9976129999999985,0,46.3,"0-60","New Hampshire",null,"Concord Municipal Arpt"]
[3235,7.444691999999999,0,46.8,"0-60","New Hampshire",null,"Laconia Muni (AWOS)"]
[3237,6.6722289999999997,0,46.8,"0-60","New Hampshire",null,"Laconia Muni (AWOS)"]
[3238,6.6722289999999997,0,45.9,"0-60","New Hampshire",null,"Lebanon Municipal"]
[3240,4.8342139999999993,0,45.9,"0-60","New Hampshire",null,"Lebanon Municipal"]
[3241,5.0307539999999999,0,46.8,"0-60","New Hampshire",null,"Laconia Muni (AWOS)"]
[3242,7.5003650000000004,0,46.3,"0-60","New Hampshire",null,"Concord Municipal Arpt"]
[3243,6.5186659999999979,0,46.8,"0-60","New Hampshire",null,"Laconia Muni (AWOS)"]
[3244,6.2689459999999997,0,46.3,"0-60","New Hampshire",null,"Concord Municipal Arpt"]
[3245,5.6534880000000003,0,46.8,"0-60","New Hampshire",null,"Laconia Muni (AWOS)"]
[3246,6.8747089999999993,0,46.8,"0-60","New Hampshire",null,"Laconia Muni (AWOS)"]
[3249,6.8127340000000007,0,46.8,"0-60","New Hampshire",null,"Laconia Muni (AWOS)"]
[3251,0.67350799999999955,0,28.7,"0-60","New Hampshire",null,"Mount Washington"]
[3253,6.6408690000000004,0,46.8,"0-60","New Hampshire",null,"Laconia Muni (AWOS)"]
[3254,5.7496489999999998,0,46.8,"0-60","New Hampshire",null,"Laconia Muni (AWOS)"]
[3255,5.1731770000000008,0,45.9,"0-60","Vermont",null,"Springfield/Hartnes"]
[3256,6.4695910000000012,0,46.8,"0-60","New Hampshire",null,"Laconia Muni (AWOS)"]
[3257,5.3171510000000008,0,45.9,"0-60","New Hampshire",null,"Lebanon Municipal"]
[3258,8.2924299999999995,0,46.3,"0-60","New Hampshire",null,"Concord Municipal Arpt"]
[3259,2.9515540000000016,0,46.8,"0-60","New Hampshire",null,"Laconia Muni (AWOS)"]
[3260,2.9515540000000016,0,46.3,"0-60","New Hampshire",null,"Concord Municipal Arpt"]
[3261,7.4033679999999986,0,46.3,"0-60","New Hampshire",null,"Concord Municipal Arpt"]
[3262,1.9748619999999999,0,28.7,"0-60","New Hampshire",null,"Mount Washington"]
[3263,7.2085739999999987,0,46.3,"0-60","New Hampshire",null,"Concord Municipal Arpt"]
[3264,5.7378900000000002,0,46.8,"0-60","New Hampshire",null,"Laconia Muni (AWOS)"]
[3266,4.2521840000000015,0,45.9,"0-60","New Hampshire",null,"Lebanon Municipal"]
[3268,7.4623409999999994,0,46.3,"0-60","New Hampshire",null,"Concord Municipal Arpt"]
[3269,7.0275540000000003,0,46.8,"0-60","New Hampshire",null,"Laconia Muni (AWOS)"]
[3273,7.0275540000000003,0,46.3,"0-60","New Hampshire",null,"Concord Municipal Arpt"]
[3275,8.7684660000000001,0,46.3,"0-60","New Hampshire",null,"Concord Municipal Arpt"]
[3276,7.7979600000000007,0,46.8,"0-60","New Hampshire",null,"Laconia Muni (AWOS)"]
[3278,6.8444159999999989,0,46.3,"0-60","New Hampshire",null,"Concord Municipal Arpt"]
[3279,3.4962439999999995,0,45.9,"0-60","New Hampshire",null,"Lebanon Municipal"]
[3280,4.4391499999999997,0,46.8,"0-60","New Hampshire",null,"Dillant Hopkins"]
[3281,7.9245250000000009,0,46.3,"0-60","New Hampshire",null,"Concord Municipal Arpt"]
[3282,4.1062110000000001,0,45.9,"0-60","New Hampshire",null,"Lebanon Municipal"]
[3284,5.120425,0,45.9,"0-60","New Hampshire",null,"Lebanon Municipal"]
[3285,2.1524589999999999,0,46.8,"0-60","New Hampshire",null,"Laconia Muni (AWOS)"]
[3287,5.3921839999999994,0,45.9,"0-60","New Hampshire",null,"Lebanon Municipal"]
[3290,8.3054770000000016,0,48.1,"0-60","New Hampshire",null,"Pease Intl Tradepor"]
[3291,8.1630260000000003,0,48.1,"0-60","New Hampshire",null,"Pease Intl Tradepor"]
[3293,8.1630260000000003,0,28.7,"0-60","New Hampshire",null,"Mount Washington"]
[3301,9.0295240000000003,0,46.3,"0-60","New Hampshire",null,"Concord Municipal Arpt"]
[3303,8.457351000000001,0,46.3,"0-60","New Hampshire",null,"Concord Municipal Arpt"]
[3304,8.9764090000000003,0,46.3,"0-60","New Hampshire",null,"Concord Municipal Arpt"]
[3307,7.8721049999999995,0,46.3,"0-60","New Hampshire",null,"Concord Municipal Arpt"]
[3431,6.3679290000000002,0,46.8,"0-60","New Hampshire",null,"Dillant Hopkins"]
[3440,5.5960140000000003,0,46.8,"0-60","New Hampshire",null,"Dillant Hopkins"]
[3441,7.1413990000000007,0,46.8,"0-60","New Hampshire",null,"Dillant Hopkins"]
[3442,6.5575929999999989,0,46.8,"0-60","New Hampshire",null,"Dillant Hopkins"]
[3443,6.8968490000000005,0,46.8,"0-60","New Hampshire",null,"Dillant Hopkins"]
[3444,5.0504520000000008,0,46.8,"0-60","New Hampshire",null,"Dillant Hopkins"]
[3445,5.3744620000000003,0,46.8,"0-60","New Hampshire",null,"Dillant Hopkins"]
[3446,6.675675,0,46.8,"0-60","New Hampshire",null,"Dillant Hopkins"]
[3447,5.6568190000000023,0,46.8,"0-60","New Hampshire",null,"Dillant Hopkins"]
[3448,5.5263550000000006,0,46.8,"0-60","New Hampshire",null,"Dillant Hopkins"]
[3449,5.3934610000000003,0,46.8,"0-60","New Hampshire",null,"Dillant Hopkins"]
[3450,4.8966049999999992,0,46.8,"0-60","New Hampshire",null,"Dillant Hopkins"]
[3451,6.9603040000000007,0,46.8,"0-60","New Hampshire",null,"Dillant Hopkins"]
[3452,5.2795420000000002,0,46.8,"0-60","New Hampshire",null,"Dillant Hopkins"]
[3455,5.6143999999999998,0,46.8,"0-60","New Hampshire",null,"Dillant Hopkins"]
[3456,4.7820190000000009,0,46.8,"0-60","New Hampshire",null,"Dillant Hopkins"]
[3457,4.8205079999999993,0,46.8,"0-60","New Hampshire",null,"Dillant Hopkins"]
[3458,5.7521699999999996,0,46.8,"0-60","New Hampshire",null,"Dillant Hopkins"]
[3461,5.4910920000000001,0,46.8,"0-60","New Hampshire",null,"Dillant Hopkins"]
[3462,6.8667999999999996,0,46.8,"0-60","New Hampshire",null,"Dillant Hopkins"]
[3464,4.6184209999999997,0,46.8,"0-60","New Hampshire",null,"Dillant Hopkins"]
[3465,5.8567159999999996,0,46.8,"0-60","New Hampshire",null,"Dillant Hopkins"]
[3466,6.7746569999999995,0,46.8,"0-60","New Hampshire",null,"Dillant Hopkins"]
[3467,6.6782939999999993,0,46.8,"0-60","New Hampshire",null,"Dillant Hopkins"]
[3470,6.5972050000000007,0,46.8,"0-60","New Hampshire",null,"Dillant Hopkins"]
[3561,3.5913279999999999,0,28.7,"0-60","New Hampshire",null,"Mount Washington"]
[3570,1.6255479999999998,0,41.6,"0-60","New Hampshire",null,"Berlin Municipal"]
[3574,1.5666470000000006,0,28.7,"0-60","New Hampshire",null,"Mount Washington"]
[3575,1.5666470000000006,0,28.7,"0-60","New Hampshire",null,"Mount Washington"]
[3576,0.34800400000000042,0,41.6,"0-60","New Hampshire",null,"Berlin Municipal"]
[3579,0.45183400000000029,0,41.6,"0-60","New Hampshire",null,"Berlin Municipal"]
[3580,1.8051810000000001,0,28.7,"0-60","New Hampshire",null,"Mount Washington"]
[3581,1.2999779999999999,0,28.7,"0-60","New Hampshire",null,"Mount Washington"]
[3582,1.3116600000000007,0,41.6,"0-60","New Hampshire",null,"Berlin Municipal"]
[3583,1.4556089999999995,0,28.7,"0-60","New Hampshire",null,"Mount Washington"]
[3584,2.5698419999999995,0,28.7,"0-60","New Hampshire",null,"Mount Washington"]
[3585,4.124820999999999,0,28.7,"0-60","New Hampshire",null,"Mount Washington"]
[3586,3.4966510000000004,0,28.7,"0-60","New Hampshire",null,"Mount Washington"]
[3588,1.4845309999999996,0,41.6,"0-60","New Hampshire",null,"Berlin Municipal"]
[3590,0.61000999999999994,0,41.6,"0-60","New Hampshire",null,"Berlin Municipal"]
[3592,0.10748800000000003,0,41.6,"0-60","New Hampshire",null,"Berlin Municipal"]
[3593,0.70124199999999925,0,28.7,"0-60","New Hampshire",null,"Mount Washington"]
[3595,0.70124199999999925,0,28.7,"0-60","New Hampshire",null,"Mount Washington"]
[3597,0.70124199999999925,0,41.6,"0-60","New Hampshire",null,"Berlin Municipal"]
[3598,2.0836639999999997,0,28.7,"0-60","New Hampshire",null,"Mount Washington"]
[3601,2.0836639999999997,0,45.9,"0-60","Vermont",null,"Springfield/Hartnes"]
[3602,5.7546279999999994,0,46.8,"0-60","New Hampshire",null,"Dillant Hopkins"]
[3603,6.0620340000000006,0,45.9,"0-60","Vermont",null,"Springfield/Hartnes"]
[3604,6.0620340000000006,0,45.9,"0-60","Vermont",null,"Springfield/Hartnes"]
[3605,4.7843749999999989,0,45.9,"0-60","Vermont",null,"Springfield/Hartnes"]
[3607,5.2502549999999992,0,45.9,"0-60","Vermont",null,"Springfield/Hartnes"]
[3608,6.5739679999999998,0,46.8,"0-60","New Hampshire",null,"Dillant Hopkins"]
[3609,6.3769470000000004,0,45.9,"0-60","Vermont",null,"Springfield/Hartnes"]
[3740,4.7293639999999986,0,45,"0-60","Vermont",null,"Montpelier AP"]
[3741,4.7200319999999998,0,45.9,"0-60","New Hampshire",null,"Lebanon Municipal"]
[3743,5.645319999999999,0,45.9,"0-60","Vermont",null,"Springfield/Hartnes"]
[3745,5.857367,0,45.9,"0-60","New Hampshire",null,"Lebanon Municipal"]
[3746,5.857367,0,45.9,"0-60","New Hampshire",null,"Lebanon Municipal"]
[3748,5.3065999999999995,0,45.9,"0-60","New Hampshire",null,"Lebanon Municipal"]
[3750,6.011417999999999,0,45.9,"0-60","New Hampshire",null,"Lebanon Municipal"]
[3751,6.011417999999999,0,45.9,"0-60","New Hampshire",null,"Lebanon Municipal"]
[3752,4.4808849999999989,0,45.9,"0-60","Vermont",null,"Springfield/Hartnes"]
[3753,5.3471079999999995,0,45.9,"0-60","New Hampshire",null,"Lebanon Municipal"]
[3754,5.3471079999999995,0,45.9,"0-60","New Hampshire",null,"Lebanon Municipal"]
[3755,5.9304589999999999,0,45.9,"0-60","New Hampshire",null,"Lebanon Municipal"]
[3765,5.563402,0,45,"0-60","Vermont",null,"Montpelier AP"]
[3766,6.0450410000000003,0,45.9,"0-60","New Hampshire",null,"Lebanon Municipal"]
[3768,5.197811999999999,0,45.9,"0-60","New Hampshire",null,"Lebanon Municipal"]
[3770,5.7805,0,45.9,"0-60","New Hampshire",null,"Lebanon Municipal"]
[3771,4.698110999999999,0,45,"0-60","Vermont",null,"Montpelier AP"]
[3773,5.1293269999999991,0,45.9,"0-60","Vermont",null,"Springfield/Hartnes"]
[3774,4.7069200000000002,0,45,"0-60","Vermont",null,"Montpelier AP"]
[3777,5.1414840000000011,0,45.9,"0-60","New Hampshire",null,"Lebanon Municipal"]
[3779,5.0749899999999997,0,45.9,"0-60","New Hampshire",null,"Lebanon Municipal"]
[3780,4.3637150000000009,0,45,"0-60","Vermont",null,"Montpelier AP"]
[3781,5.853046,0,45.9,"0-60","New Hampshire",null,"Lebanon Municipal"]
[3782,5.0149059999999999,0,45.9,"0-60","New Hampshire",null,"Lebanon Municipal"]
[3784,6.1699450000000002,0,45.9,"0-60","New Hampshire",null,"Lebanon Municipal"]
[3785,3.0450030000000003,0,28.7,"0-60","New Hampshire",null,"Mount Washington"]
[3801,9.1376899999999974,0,48.1,"0-60","New Hampshire",null,"Pease Intl Tradepor"]
[3809,6.4855230000000006,0,46.8,"0-60","New Hampshire",null,"Laconia Muni (AWOS)"]
[3810,6.5771990000000002,0,46.8,"0-60","New Hampshire",null,"Laconia Muni (AWOS)"]
[3811,9.3709939999999996,0,50.3,"0-60","Massachusetts",null,"Lawrence Muni"]
[3812,1.7858020000000003,0,28.7,"0-60","New Hampshire",null,"Mount Washington"]
[3813,4.8245389999999997,0,28.7,"0-60","New Hampshire",null,"Mount Washington"]
[3814,5.2136630000000004,0,46.8,"0-60","New Hampshire",null,"Laconia Muni (AWOS)"]
[3816,5.246429,0,46.8,"0-60","New Hampshire",null,"Laconia Muni (AWOS)"]
[3817,4.5467589999999998,0,46.8,"0-60","New Hampshire",null,"Laconia Muni (AWOS)"]
[3818,3.2612889999999992,0,28.7,"0-60","New Hampshire",null,"Mount Washington"]
[3819,9.0839569999999998,0,50.3,"0-60","Massachusetts",null,"Lawrence Muni"]
[3820,8.4104670000000006,0,48.1,"0-60","New Hampshire",null,"Pease Intl Tradepor"]
[3823,8.4243310000000005,0,48.1,"0-60","New Hampshire",null,"Pease Intl Tradepor"]
[3824,8.7561429999999998,0,48.1,"0-60","New Hampshire",null,"Pease Intl Tradepor"]
[3825,7.8952580000000001,0,48.1,"0-60","New Hampshire",null,"Pease Intl Tradepor"]
[3826,9.2454839999999994,0,50.3,"0-60","Massachusetts",null,"Lawrence Muni"]
[3827,9.4800719999999998,0,50.3,"0-60","Massachusetts",null,"Lawrence Muni"]
[3830,6.0456790000000016,0,46.8,"0-60","New Hampshire",null,"Laconia Muni (AWOS)"]
[3832,6.0456790000000016,0,28.7,"0-60","New Hampshire",null,"Mount Washington"]
[3833,9.2472630000000002,0,48.1,"0-60","New Hampshire",null,"Pease Intl Tradepor"]
[3835,6.8818250000000001,0,45.1,"0-60","Maine",null,"Sanford Muni (AWOS)"]
[3836,5.7908770000000001,0,46.8,"0-60","New Hampshire",null,"Laconia Muni (AWOS)"]
[3837,6.5579069999999993,0,46.8,"0-60","New Hampshire",null,"Laconia Muni (AWOS)"]
[3838,2.0635990000000008,0,28.7,"0-60","New Hampshire",null,"Mount Washington"]
[3839,7.8055870000000018,0,48.1,"0-60","New Hampshire",null,"Pease Intl Tradepor"]
[3840,9.2116960000000017,0,48.1,"0-60","New Hampshire",null,"Pease Intl Tradepor"]
[3841,9.1183890000000005,0,50.3,"0-60","Massachusetts",null,"Lawrence Muni"]
[3842,9.4872160000000001,0,48.1,"0-60","New Hampshire",null,"Pease Intl Tradepor"]
[3844,9.5428099999999993,0,48.1,"0-60","New Hampshire",null,"Pease Intl Tradepor"]
[3845,2.3899399999999993,0,28.7,"0-60","New Hampshire",null,"Mount Washington"]
[3846,0.52240399999999987,0,28.7,"0-60","New Hampshire",null,"Mount Washington"]
[3847,0.52240399999999987,0,28.7,"0-60","New Hampshire",null,"Mount Washington"]
[3848,9.2846949999999993,0,50.3,"0-60","Massachusetts",null,"Lawrence Muni"]
[3849,5.308192,0,28.7,"0-60","New Hampshire",null,"Mount Washington"]
[3850,5.308192,0,46.8,"0-60","New Hampshire",null,"Laconia Muni (AWOS)"]
[3851,6.5799840000000005,0,45.1,"0-60","Maine",null,"Sanford Muni (AWOS)"]
[3852,6.3577249999999994,0,45.1,"0-60","Maine",null,"Sanford Muni (AWOS)"]
[3853,6.0364249999999995,0,46.8,"0-60","New Hampshire",null,"Laconia Muni (AWOS)"]
[3854,9.2065759999999983,0,48.1,"0-60","New Hampshire",null,"Pease Intl Tradepor"]
[3855,6.4098409999999983,0,46.8,"0-60","New Hampshire",null,"Laconia Muni (AWOS)"]
[3856,9.0414659999999998,0,48.1,"0-60","New Hampshire",null,"Pease Intl Tradepor"]
[3857,8.951846999999999,0,48.1,"0-60","New Hampshire",null,"Pease Intl Tradepor"]
[3858,9.5176429999999996,0,50.3,"0-60","Massachusetts",null,"Lawrence Muni"]
[3860,4.1886159999999997,0,28.7,"0-60","New Hampshire",null,"Mount Washington"]
[3861,8.6054759999999995,0,48.1,"0-60","New Hampshire",null,"Pease Intl Tradepor"]
[3862,9.3767999999999994,0,48.1,"0-60","New Hampshire",null,"Pease Intl Tradepor"]
[3864,5.8981619999999992,0,46.8,"0-60","New Hampshire",null,"Laconia Muni (AWOS)"]
[3865,9.5295390000000015,0,50.3,"0-60","Massachusetts",null,"Lawrence Muni"]
[3867,7.5189269999999997,0,45.1,"0-60","Maine",null,"Sanford Muni (AWOS)"]
[3868,7.4762090000000008,0,45.1,"0-60","Maine",null,"Sanford Muni (AWOS)"]
[3869,8.2578619999999994,0,48.1,"0-60","New Hampshire",null,"Pease Intl Tradepor"]
[3870,9.2975239999999992,0,48.1,"0-60","New Hampshire",null,"Pease Intl Tradepor"]
[3871,9.3951360000000008,0,48.1,"0-60","New Hampshire",null,"Pease Intl Tradepor"]
[3872,6.0115979999999993,0,46.8,"0-60","New Hampshire",null,"Laconia Muni (AWOS)"]
[3873,8.8903339999999993,0,49.6,"0-60","New Hampshire",null,"Manchester Airport"]
[3874,9.6902919999999995,0,48.1,"0-60","New Hampshire",null,"Pease Intl Tradepor"]
[3875,4.8898519999999994,0,46.8,"0-60","New Hampshire",null,"Laconia Muni (AWOS)"]
[3878,8.0827360000000006,0,48.1,"0-60","New Hampshire",null,"Pease Intl Tradepor"]
[3882,6.1544430000000006,0,46.8,"0-60","New Hampshire",null,"Laconia Muni (AWOS)"]
[3883,4.4362109999999984,0,46.8,"0-60","New Hampshire",null,"Laconia Muni (AWOS)"]
[3884,7.1554889999999993,0,46.3,"0-60","New Hampshire",null,"Concord Municipal Arpt"]
[3885,9.220953999999999,0,48.1,"0-60","New Hampshire",null,"Pease Intl Tradepor"]
[3886,3.9411740000000002,0,46.8,"0-60","New Hampshire",null,"Laconia Muni (AWOS)"]
[3887,6.2699650000000009,0,45.1,"0-60","Maine",null,"Sanford Muni (AWOS)"]
[3890,4.8389040000000012,0,46.8,"0-60","New Hampshire",null,"Laconia Muni (AWOS)"]
[3894,6.0549920000000004,0,46.8,"0-60","New Hampshire",null,"Laconia Muni (AWOS)"]
[3901,7.7599099999999988,0,45.1,"0-60","Maine",null,"Sanford Muni (AWOS)"]
[3902,8.0444949999999995,0,45.1,"0-60","Maine",null,"Sanford Muni (AWOS)"]
[3903,8.7323369999999993,0,48.1,"0-60","New Hampshire",null,"Pease Intl Tradepor"]
[3904,9.164197999999999,0,48.1,"0-60","New Hampshire",null,"Pease Intl Tradepor"]
[3905,9.2065759999999983,0,48.1,"0-60","New Hampshire",null,"Pease Intl Tradepor"]
[3906,7.5077079999999992,0,45.1,"0-60","Maine",null,"Sanford Muni (AWOS)"]
[3907,8.0192949999999996,0,45.1,"0-60","Maine",null,"Sanford Muni (AWOS)"]
[3908,8.1143509999999992,0,45.1,"0-60","Maine",null,"Sanford Muni (AWOS)"]
[3909,8.3879939999999991,0,48.1,"0-60","New Hampshire",null,"Pease Intl Tradepor"]
[3910,8.3879939999999991,0,48.1,"0-60","New Hampshire",null,"Pease Intl Tradepor"]
[3911,8.3879939999999991,0,48.1,"0-60","New Hampshire",null,"Pease Intl Tradepor"]
[4001,6.3798739999999974,0,45.1,"0-60","Maine",null,"Sanford Muni (AWOS)"]
[4002,6.9781479999999982,0,45.1,"0-60","Maine",null,"Sanford Muni (AWOS)"]
[4003,6.7054340000000003,0,45.9,"0-60","Maine",null,"Brunswick NAS"]
[4005,7.2391139999999989,0,45.1,"0-60","Maine",null,"Sanford Muni (AWOS)"]
[4006,7.4988480000000006,0,45.2,"0-60","Maine",null,"Portland Intl Jetport"]
[4008,5.9379720000000002,0,47.4,"0-60","Maine",null,"Wiscasset"]
[4009,5.2383149999999992,0,45.1,"0-60","Maine",null,"Auburn-Lewiston"]
[4010,5.6358889999999988,0,28.7,"0-60","New Hampshire",null,"Mount Washington"]
[4011,6.3818600000000005,0,45.9,"0-60","Maine",null,"Brunswick NAS"]
[4015,5.7173820000000006,0,45.1,"0-60","Maine",null,"Auburn-Lewiston"]
[4017,6.8548930000000006,0,45.2,"0-60","Maine",null,"Portland Intl Jetport"]
[4019,6.8641470000000009,0,45.2,"0-60","Maine",null,"Portland Intl Jetport"]
[4020,6.0079659999999997,0,45.1,"0-60","Maine",null,"Sanford Muni (AWOS)"]
[4021,6.4116600000000012,0,45.2,"0-60","Maine",null,"Portland Intl Jetport"]
[4022,5.3925350000000014,0,45.1,"0-60","Maine",null,"Auburn-Lewiston"]
[4024,5.9355440000000002,0,45.2,"0-60","Maine",null,"Portland Intl Jetport"]
[4027,7.0248030000000004,0,45.1,"0-60","Maine",null,"Sanford Muni (AWOS)"]
[4029,5.7493229999999995,0,45.1,"0-60","Maine",null,"Auburn-Lewiston"]
[4030,6.5477660000000011,0,45.1,"0-60","Maine",null,"Sanford Muni (AWOS)"]
[4032,6.4646939999999997,0,45.9,"0-60","Maine",null,"Brunswick NAS"]
[4037,4.9959350000000002,0,28.7,"0-60","New Hampshire",null,"Mount Washington"]
[4038,6.5748519999999999,0,45.2,"0-60","Maine",null,"Portland Intl Jetport"]
[4039,5.9932520000000018,0,45.1,"0-60","Maine",null,"Auburn-Lewiston"]
[4040,5.0415670000000006,0,45.1,"0-60","Maine",null,"Auburn-Lewiston"]
[4041,5.6487610000000004,0,45.1,"0-60","Maine",null,"Auburn-Lewiston"]
[4042,6.6711909999999994,0,45.2,"0-60","Maine",null,"Portland Intl Jetport"]
[4043,7.5289819999999992,0,45.1,"0-60","Maine",null,"Sanford Muni (AWOS)"]
[4046,7.4633670000000008,0,45.1,"0-60","Maine",null,"Sanford Muni (AWOS)"]
[4047,6.0641800000000012,0,45.1,"0-60","Maine",null,"Sanford Muni (AWOS)"]
[4048,6.1921770000000009,0,45.1,"0-60","Maine",null,"Sanford Muni (AWOS)"]
[4049,6.2139439999999997,0,45.2,"0-60","Maine",null,"Portland Intl Jetport"]
[4050,6.8512070000000005,0,45.2,"0-60","Maine",null,"Portland Intl Jetport"]
[4051,4.0655510000000001,0,28.7,"0-60","New Hampshire",null,"Mount Washington"]
[4055,5.6443700000000003,0,45.1,"0-60","Maine",null,"Auburn-Lewiston"]
[4056,5.6443700000000003,0,45.1,"0-60","Maine",null,"Sanford Muni (AWOS)"]
[4057,5.6443700000000003,0,45.1,"0-60","Maine",null,"Auburn-Lewiston"]
[4061,6.3567070000000001,0,45.1,"0-60","Maine",null,"Sanford Muni (AWOS)"]
[4062,6.228174000000001,0,45.2,"0-60","Maine",null,"Portland Intl Jetport"]
[4063,6.228174000000001,0,45.2,"0-60","Maine",null,"Portland Intl Jetport"]
[4064,6.9762420000000001,0,45.2,"0-60","Maine",null,"Portland Intl Jetport"]
[4066,6.6527080000000005,0,45.9,"0-60","Maine",null,"Brunswick NAS"]
[4068,5.847988,0,46.8,"0-60","New Hampshire",null,"Laconia Muni (AWOS)"]
[4069,6.2989879999999996,0,45.1,"0-60","Maine",null,"Auburn-Lewiston"]
[4071,5.8642780000000005,0,45.1,"0-60","Maine",null,"Auburn-Lewiston"]
[4072,7.1022069999999999,0,45.2,"0-60","Maine",null,"Portland Intl Jetport"]
[4073,7.1990479999999994,0,45.1,"0-60","Maine",null,"Sanford Muni (AWOS)"]
[4074,6.8910109999999998,0,45.2,"0-60","Maine",null,"Portland Intl Jetport"]
[4076,6.4090030000000002,0,45.1,"0-60","Maine",null,"Sanford Muni (AWOS)"]
[4079,6.5892179999999989,0,45.9,"0-60","Maine",null,"Brunswick NAS"]
[4083,6.8179119999999998,0,45.1,"0-60","Maine",null,"Sanford Muni (AWOS)"]
[4084,6.3498730000000005,0,45.2,"0-60","Maine",null,"Portland Intl Jetport"]
[4085,6.268279999999999,0,45.2,"0-60","Maine",null,"Portland Intl Jetport"]
[4086,6.1941139999999999,0,45.9,"0-60","Maine",null,"Brunswick NAS"]
[4087,6.4831850000000006,0,45.1,"0-60","Maine",null,"Sanford Muni (AWOS)"]
[4088,4.4845309999999996,0,45.1,"0-60","Maine",null,"Auburn-Lewiston"]
[4090,7.7625609999999998,0,45.1,"0-60","Maine",null,"Sanford Muni (AWOS)"]
[4091,5.7560500000000001,0,45.2,"0-60","Maine",null,"Portland Intl Jetport"]
[4092,6.6205269999999992,0,45.2,"0-60","Maine",null,"Portland Intl Jetport"]
[4093,6.7525669999999991,0,45.2,"0-60","Maine",null,"Portland Intl Jetport"]
[4095,6.1239770000000009,0,45.1,"0-60","Maine",null,"Sanford Muni (AWOS)"]
[4096,6.5456869999999991,0,45.2,"0-60","Maine",null,"Portland Intl Jetport"]
[4097,6.3476549999999996,0,45.1,"0-60","Maine",null,"Auburn-Lewiston"]
[4101,6.7076510000000003,0,45.2,"0-60","Maine",null,"Portland Intl Jetport"]
[4102,6.7142319999999991,0,45.2,"0-60","Maine",null,"Portland Intl Jetport"]
[4103,6.6267150000000008,0,45.2,"0-60","Maine",null,"Portland Intl Jetport"]
[4105,6.4837629999999997,0,45.2,"0-60","Maine",null,"Portland Intl Jetport"]
[4106,6.8013170000000009,0,45.2,"0-60","Maine",null,"Portland Intl Jetport"]
[4107,6.8655179999999998,0,45.2,"0-60","Maine",null,"Portland Intl Jetport"]
[4108,6.6822820000000007,0,45.2,"0-60","Maine",null,"Portland Intl Jetport"]
[4109,6.7355330000000002,0,45.2,"0-60","Maine",null,"Portland Intl Jetport"]
[4110,6.5849989999999998,0,45.2,"0-60","Maine",null,"Portland Intl Jetport"]
[4210,5.7695640000000008,0,45.1,"0-60","Maine",null,"Auburn-Lewiston"]
[4216,0.54973299999999981,0,41.6,"0-60","New Hampshire",null,"Berlin Municipal"]
[4217,2.600654,0,41.6,"0-60","New Hampshire",null,"Berlin Municipal"]
[4219,2.8626910000000008,0,45.1,"0-60","Maine",null,"Auburn-Lewiston"]
[4220,4.0907740000000006,0,45.1,"0-60","Maine",null,"Auburn-Lewiston"]
[4221,3.533787999999999,0,45.4,"0-60","Maine",null,"Augusta Airport"]
[4222,6.1563949999999998,0,45.1,"0-60","Maine",null,"Auburn-Lewiston"]
[4224,2.404048,0,45.4,"0-60","Maine",null,"Augusta Airport"]
[4226,1.736135,0,41.6,"0-60","New Hampshire",null,"Berlin Municipal"]
[4227,1.736135,0,45.4,"0-60","Maine",null,"Augusta Airport"]
[4228,4.2351200000000002,0,45.4,"0-60","Maine",null,"Augusta Airport"]
[4231,3.3234779999999993,0,28.7,"0-60","New Hampshire",null,"Mount Washington"]
[4234,3.3234779999999993,0,44.5,"0-60","Maine",null,"Waterville (AWOS)"]
[4236,5.3234090000000007,0,45.1,"0-60","Maine",null,"Auburn-Lewiston"]
[4237,2.5230240000000004,0,41.6,"0-60","New Hampshire",null,"Berlin Municipal"]
[4238,4.6186409999999993,0,45.1,"0-60","Maine",null,"Auburn-Lewiston"]
[4239,3.2008420000000002,0,45.4,"0-60","Maine",null,"Augusta Airport"]
[4240,5.7979719999999997,0,45.1,"0-60","Maine",null,"Auburn-Lewiston"]
[4250,5.9910559999999986,0,45.1,"0-60","Maine",null,"Auburn-Lewiston"]
[4252,5.9456450000000007,0,45.9,"0-60","Maine",null,"Brunswick NAS"]
[4253,4.0856320000000004,0,45.4,"0-60","Maine",null,"Augusta Airport"]
[4254,4.0955919999999999,0,45.4,"0-60","Maine",null,"Augusta Airport"]
[4255,3.58901,0,45.1,"0-60","Maine",null,"Auburn-Lewiston"]
[4256,5.3362359999999995,0,45.1,"0-60","Maine",null,"Auburn-Lewiston"]
[4257,2.2291730000000003,0,41.6,"0-60","New Hampshire",null,"Berlin Municipal"]
[4258,5.1949009999999998,0,45.1,"0-60","Maine",null,"Auburn-Lewiston"]
[4259,5.3921549999999998,0,45.4,"0-60","Maine",null,"Augusta Airport"]
[4260,5.989647999999999,0,45.1,"0-60","Maine",null,"Auburn-Lewiston"]
[4261,1.5919020000000006,0,41.6,"0-60","New Hampshire",null,"Berlin Municipal"]
[4263,4.8600699999999994,0,45.4,"0-60","Maine",null,"Augusta Airport"]
[4265,5.1472999999999995,0,45.4,"0-60","Maine",null,"Augusta Airport"]
[4267,5.1472999999999995,0,28.7,"0-60","New Hampshire",null,"Mount Washington"]
[4268,4.3602439999999998,0,45.1,"0-60","Maine",null,"Auburn-Lewiston"]
[4270,5.0959099999999991,0,45.1,"0-60","Maine",null,"Auburn-Lewiston"]
[4271,5.0959099999999991,0,45.1,"0-60","Maine",null,"Auburn-Lewiston"]
[4274,5.6252970000000007,0,45.1,"0-60","Maine",null,"Auburn-Lewiston"]
[4275,0.7690740000000007,0,41.6,"0-60","New Hampshire",null,"Berlin Municipal"]
[4276,2.2312179999999997,0,41.6,"0-60","New Hampshire",null,"Berlin Municipal"]
[4280,5.6387450000000001,0,45.1,"0-60","Maine",null,"Auburn-Lewiston"]
[4281,4.3170310000000001,0,45.1,"0-60","Maine",null,"Auburn-Lewiston"]
[4282,4.7863169999999995,0,45.1,"0-60","Maine",null,"Auburn-Lewiston"]
[4284,4.73292,0,45.4,"0-60","Maine",null,"Augusta Airport"]
[4285,1.3644720000000001,0,41.6,"0-60","New Hampshire",null,"Berlin Municipal"]
[4286,1.3644720000000001,0,41.6,"0-60","New Hampshire",null,"Berlin Municipal"]
[4287,5.8281559999999999,0,45.9,"0-60","Maine",null,"Brunswick NAS"]
[4289,3.6469330000000002,0,45.1,"0-60","Maine",null,"Auburn-Lewiston"]
[4290,2.8690699999999998,0,45.1,"0-60","Maine",null,"Auburn-Lewiston"]
[4292,3.3789490000000009,0,45.1,"0-60","Maine",null,"Auburn-Lewiston"]
[4294,2.3623630000000002,0,44.5,"0-60","Maine",null,"Waterville (AWOS)"]
[4330,5.3076000000000008,0,45.4,"0-60","Maine",null,"Augusta Airport"]
[4342,5.9192379999999982,0,47.4,"0-60","Maine",null,"Wiscasset"]
[4343,5.9192379999999982,0,45.4,"0-60","Maine",null,"Augusta Airport"]
[4344,5.5781400000000003,0,45.4,"0-60","Maine",null,"Augusta Airport"]
[4345,5.6794349999999998,0,45.4,"0-60","Maine",null,"Augusta Airport"]
[4346,5.6675409999999999,0,45.4,"0-60","Maine",null,"Augusta Airport"]
[4347,5.4779589999999994,0,45.4,"0-60","Maine",null,"Augusta Airport"]
[4348,5.3302030000000009,0,45.4,"0-60","Maine",null,"Augusta Airport"]
[4349,4.2524259999999998,0,45.4,"0-60","Maine",null,"Augusta Airport"]
[4350,5.6192230000000007,0,45.4,"0-60","Maine",null,"Augusta Airport"]
[4351,5.2568690000000009,0,45.4,"0-60","Maine",null,"Augusta Airport"]
[4352,4.3382129999999997,0,45.4,"0-60","Maine",null,"Augusta Airport"]
[4353,5.5276819999999995,0,45.4,"0-60","Maine",null,"Augusta Airport"]
[4354,4.6337399999999995,0,44.5,"0-60","Maine",null,"Waterville (AWOS)"]
[4355,4.8289229999999996,0,45.4,"0-60","Maine",null,"Augusta Airport"]
[4357,5.771745000000001,0,47.4,"0-60","Maine",null,"Wiscasset"]
[4358,4.9609300000000012,0,44.5,"0-60","Maine",null,"Waterville (AWOS)"]
[4359,4.9609300000000012,0,45.4,"0-60","Maine",null,"Augusta Airport"]
[4360,3.7842020000000001,0,44.5,"0-60","Maine",null,"Waterville (AWOS)"]
[4363,5.2498779999999998,0,45.4,"0-60","Maine",null,"Augusta Airport"]
[4364,5.1298550000000009,0,45.4,"0-60","Maine",null,"Augusta Airport"]
[4401,4.8291959999999996,0,45.4,"0-60","Maine",null,"Bangor International AP"]
[4406,1.5964010000000002,0,45.4,"0-60","Maine",null,"Bangor International AP"]
[4408,4.0059780000000007,0,45.4,"0-60","Maine",null,"Bangor International AP"]
[4410,4.3032459999999997,0,45.4,"0-60","Maine",null,"Bangor International AP"]
[4411,4.6465709999999998,0,45.4,"0-60","Maine",null,"Bangor International AP"]
[4412,4.8240079999999992,0,45.4,"0-60","Maine",null,"Bangor International AP"]
[4413,3.324274,0,40.9,"0-60","Maine",null,"Houlton Intl Arpt"]
[4414,2.9857779999999998,0,44.6,"0-60","Maine",null,"Millinocket Municipal AP"]
[4415,2.9857779999999998,0,44.6,"0-60","Maine",null,"Millinocket Municipal AP"]
[4416,4.7777929999999991,0,45.4,"0-60","Maine",null,"Bangor International AP"]
[4417,4.0171749999999999,0,44.6,"0-60","Maine",null,"Millinocket Municipal AP"]
[4418,4.4851139999999994,0,45.4,"0-60","Maine",null,"Bangor International AP"]
[4419,4.5555570000000003,0,45.4,"0-60","Maine",null,"Bangor International AP"]
[4421,5.0434190000000001,0,43.6,"0-60","Maine",null,"Bar Harbor (AWOS)"]
[4422,3.9929429999999999,0,45.4,"0-60","Maine",null,"Bangor International AP"]
[4424,3.5572590000000002,0,40.9,"0-60","Maine",null,"Houlton Intl Arpt"]
[4426,3.0092219999999998,0,45.4,"0-60","Maine",null,"Bangor International AP"]
[4427,4.3638849999999998,0,45.4,"0-60","Maine",null,"Bangor International AP"]
[4428,4.430218,0,45.4,"0-60","Maine",null,"Bangor International AP"]
[4429,4.4302190000000001,0,45.4,"0-60","Maine",null,"Bangor International AP"]
[4430,3.4649449999999997,0,44.6,"0-60","Maine",null,"Millinocket Municipal AP"]
[4431,3.4649449999999997,0,43.6,"0-60","Maine",null,"Bar Harbor (AWOS)"]
[4434,4.4560950000000004,0,45.4,"0-60","Maine",null,"Bangor International AP"]
[4435,4.2358869999999991,0,45.4,"0-60","Maine",null,"Bangor International AP"]
[4438,4.712473000000001,0,45.4,"0-60","Maine",null,"Bangor International AP"]
[4441,1.0934820000000007,0,44.6,"0-60","Maine",null,"Millinocket Municipal AP"]
[4442,1.3467039999999999,0,44.6,"0-60","Maine",null,"Millinocket Municipal AP"]
[4443,2.8798859999999999,0,45.4,"0-60","Maine",null,"Bangor International AP"]
[4444,4.711746999999999,0,45.4,"0-60","Maine",null,"Bangor International AP"]
[4448,4.2776720000000008,0,44.6,"0-60","Maine",null,"Millinocket Municipal AP"]
[4449,4.581664,0,45.4,"0-60","Maine",null,"Bangor International AP"]
[4450,4.7290950000000009,0,45.4,"0-60","Maine",null,"Bangor International AP"]
[4451,3.7314699999999994,0,44.6,"0-60","Maine",null,"Millinocket Municipal AP"]
[4453,4.1920920000000006,0,45.4,"0-60","Maine",null,"Bangor International AP"]
[4454,3.3862249999999996,0,40.9,"0-60","Maine",null,"Houlton Intl Arpt"]
[4455,3.8371090000000003,0,44.6,"0-60","Maine",null,"Millinocket Municipal AP"]
[4456,4.6238240000000008,0,45.4,"0-60","Maine",null,"Bangor International AP"]
[4457,3.8914190000000004,0,44.6,"0-60","Maine",null,"Millinocket Municipal AP"]
[4459,3.7864059999999999,0,44.6,"0-60","Maine",null,"Millinocket Municipal AP"]
[4460,3.5897979999999992,0,44.6,"0-60","Maine",null,"Millinocket Municipal AP"]
[4461,4.710941,0,45.4,"0-60","Maine",null,"Bangor International AP"]
[4462,3.1516430000000004,0,44.6,"0-60","Maine",null,"Millinocket Municipal AP"]
[4463,3.6973760000000007,0,44.6,"0-60","Maine",null,"Millinocket Municipal AP"]
[4464,2.0024660000000001,0,44.6,"0-60","Maine",null,"Millinocket Municipal AP"]
[4468,4.7319810000000011,0,45.4,"0-60","Maine",null,"Bangor International AP"]
[4469,4.8368980000000006,0,45.4,"0-60","Maine",null,"Bangor International AP"]
[4471,3.5532719999999998,0,40.9,"0-60","Maine",null,"Houlton Intl Arpt"]
[4472,4.6034179999999996,0,45.4,"0-60","Maine",null,"Bangor International AP"]
[4473,4.8398780000000006,0,45.4,"0-60","Maine",null,"Bangor International AP"]
[4474,4.8588229999999992,0,45.4,"0-60","Maine",null,"Bangor International AP"]
[4475,4.4856340000000001,0,45.4,"0-60","Maine",null,"Bangor International AP"]
[4476,4.8379819999999993,0,43.6,"0-60","Maine",null,"Bar Harbor (AWOS)"]
[4478,1.2142040000000005,0,44.6,"0-60","Maine",null,"Millinocket Municipal AP"]
[4479,3.3199730000000001,0,45.4,"0-60","Maine",null,"Bangor International AP"]
[4481,3.5110530000000004,0,45.4,"0-60","Maine",null,"Bangor International AP"]
[4485,3.5110530000000004,0,44.6,"0-60","Maine",null,"Millinocket Municipal AP"]
[4487,3.5680049999999999,0,44.6,"0-60","Maine",null,"Millinocket Municipal AP"]
[4488,4.4540210000000009,0,45.4,"0-60","Maine",null,"Bangor International AP"]
[4489,4.4540210000000009,0,45.4,"0-60","Maine",null,"Bangor International AP"]
[4490,3.5406790000000004,0,44.6,"0-60","Maine",null,"Millinocket Municipal AP"]
[4491,3.2053799999999999,0,40.9,"0-60","Maine",null,"Houlton Intl Arpt"]
[4492,3.8165419999999997,0,44.6,"0-60","Maine",null,"Millinocket Municipal AP"]
[4493,4.2441650000000006,0,44.6,"0-60","Maine",null,"Millinocket Municipal AP"]
[4495,3.8236649999999992,0,44.6,"0-60","Maine",null,"Millinocket Municipal AP"]
[4496,4.7279939999999998,0,45.4,"0-60","Maine",null,"Bangor International AP"]
[4497,3.6706270000000001,0,40.9,"0-60","Maine",null,"Houlton Intl Arpt"]
[4530,6.3269450000000003,0,45.9,"0-60","Maine",null,"Brunswick NAS"]
[4535,5.8554469999999998,0,47.4,"0-60","Maine",null,"Wiscasset"]
[4537,6.0113200000000004,0,47.4,"0-60","Maine",null,"Wiscasset"]
[4538,5.9899969999999989,0,47.4,"0-60","Maine",null,"Wiscasset"]
[4539,5.8372890000000002,0,47.4,"0-60","Maine",null,"Wiscasset"]
[4541,5.7784429999999993,0,47.4,"0-60","Maine",null,"Wiscasset"]
[4543,5.7632360000000009,0,47.4,"0-60","Maine",null,"Wiscasset"]
[4544,5.9899969999999989,0,47.4,"0-60","Maine",null,"Wiscasset"]
[4547,5.6050879999999994,0,45.6,"0-60","Maine",null,"Rockland/Knox (AWOS)"]
[4548,6.3356199999999996,0,47.4,"0-60","Maine",null,"Wiscasset"]
[4551,5.7197849999999999,0,47.4,"0-60","Maine",null,"Wiscasset"]
[4553,5.857685,0,47.4,"0-60","Maine",null,"Wiscasset"]
[4554,5.9454320000000012,0,47.4,"0-60","Maine",null,"Wiscasset"]
[4555,5.6271990000000001,0,47.4,"0-60","Maine",null,"Wiscasset"]
[4556,5.9968660000000025,0,47.4,"0-60","Maine",null,"Wiscasset"]
[4558,5.9899969999999989,0,47.4,"0-60","Maine",null,"Wiscasset"]
[4562,6.4549319999999994,0,45.9,"0-60","Maine",null,"Brunswick NAS"]
[4563,5.5337800000000001,0,45.6,"0-60","Maine",null,"Rockland/Knox (AWOS)"]
[4564,5.7720979999999997,0,47.4,"0-60","Maine",null,"Wiscasset"]
[4568,5.9899969999999989,0,47.4,"0-60","Maine",null,"Wiscasset"]
[4570,5.9899969999999989,0,47.4,"0-60","Maine",null,"Wiscasset"]
[4571,6.2209769999999995,0,47.4,"0-60","Maine",null,"Wiscasset"]
[4572,5.4742280000000001,0,45.6,"0-60","Maine",null,"Rockland/Knox (AWOS)"]
[4573,5.9269620000000005,0,47.4,"0-60","Maine",null,"Wiscasset"]
[4574,4.9755920000000007,0,45.6,"0-60","Maine",null,"Rockland/Knox (AWOS)"]
[4575,4.9755920000000007,0,47.4,"0-60","Maine",null,"Wiscasset"]
[4576,6.2489289999999986,0,47.4,"0-60","Maine",null,"Wiscasset"]
[4578,6.0652709999999992,0,47.4,"0-60","Maine",null,"Wiscasset"]
[4579,6.158156,0,47.4,"0-60","Maine",null,"Wiscasset"]
[4605,4.3226289999999992,0,43.6,"0-60","Maine",null,"Bar Harbor (AWOS)"]
[4606,3.7304409999999999,0,43.6,"0-60","Maine",null,"Bar Harbor (AWOS)"]
[4607,4.1285969999999992,0,43.6,"0-60","Maine",null,"Bar Harbor (AWOS)"]
[4609,4.360322,0,43.6,"0-60","Maine",null,"Bar Harbor (AWOS)"]
[4614,4.6674439999999997,0,43.6,"0-60","Maine",null,"Bar Harbor (AWOS)"]
[4616,4.7609779999999997,0,43.6,"0-60","Maine",null,"Bar Harbor (AWOS)"]
[4617,5.0112830000000006,0,43.6,"0-60","Maine",null,"Bar Harbor (AWOS)"]
[4619,3.800965000000001,0,40.9,"0-60","Maine",null,"Houlton Intl Arpt"]
[4622,3.9619409999999995,0,43.6,"0-60","Maine",null,"Bar Harbor (AWOS)"]
[4623,3.7822119999999995,0,43.6,"0-60","Maine",null,"Bar Harbor (AWOS)"]
[4626,2.925948,0,43.6,"0-60","Maine",null,"Bar Harbor (AWOS)"]
[4627,4.9466529999999995,0,43.6,"0-60","Maine",null,"Bar Harbor (AWOS)"]
[4628,3.4283990000000002,0,43.6,"0-60","Maine",null,"Bar Harbor (AWOS)"]
[4629,3.4283990000000002,0,43.6,"0-60","Maine",null,"Bar Harbor (AWOS)"]
[4630,3.3242449999999995,0,43.6,"0-60","Maine",null,"Bar Harbor (AWOS)"]
[4631,3.1860809999999997,0,43.6,"0-60","Maine",null,"Bar Harbor (AWOS)"]
[4634,4.3002980000000015,0,43.6,"0-60","Maine",null,"Bar Harbor (AWOS)"]
[4637,4.3002980000000015,0,44.6,"0-60","Maine",null,"Millinocket Municipal AP"]
[4640,4.4679709999999995,0,43.6,"0-60","Maine",null,"Bar Harbor (AWOS)"]
[4642,5.0738249999999994,0,43.6,"0-60","Maine",null,"Bar Harbor (AWOS)"]
[4643,3.8801570000000005,0,43.6,"0-60","Maine",null,"Bar Harbor (AWOS)"]
[4648,3.5602779999999998,0,43.6,"0-60","Maine",null,"Bar Harbor (AWOS)"]
[4649,3.5250540000000004,0,43.6,"0-60","Maine",null,"Bar Harbor (AWOS)"]
[4650,5.0220900000000004,0,43.6,"0-60","Maine",null,"Bar Harbor (AWOS)"]
[4652,2.9033670000000003,0,43.6,"0-60","Maine",null,"Bar Harbor (AWOS)"]
[4654,3.6498690000000003,0,43.6,"0-60","Maine",null,"Bar Harbor (AWOS)"]
[4655,3.2176149999999994,0,43.6,"0-60","Maine",null,"Bar Harbor (AWOS)"]
[4657,3.7686270000000008,0,43.6,"0-60","Maine",null,"Bar Harbor (AWOS)"]
[4658,4.0606060000000008,0,43.6,"0-60","Maine",null,"Bar Harbor (AWOS)"]
[4664,4.5260129999999998,0,43.6,"0-60","Maine",null,"Bar Harbor (AWOS)"]
[4666,3.6579999999999999,0,43.6,"0-60","Maine",null,"Bar Harbor (AWOS)"]
[4667,3.5935550000000003,0,43.6,"0-60","Maine",null,"Bar Harbor (AWOS)"]
[4668,3.9915780000000001,0,44.6,"0-60","Maine",null,"Millinocket Municipal AP"]
[4671,3.7659469999999993,0,43.6,"0-60","Maine",null,"Bar Harbor (AWOS)"]
[4673,4.9238299999999988,0,43.6,"0-60","Maine",null,"Bar Harbor (AWOS)"]
[4676,4.8419970000000001,0,43.6,"0-60","Maine",null,"Bar Harbor (AWOS)"]
[4677,4.2979430000000001,0,43.6,"0-60","Maine",null,"Bar Harbor (AWOS)"]
[4680,4.0572700000000008,0,43.6,"0-60","Maine",null,"Bar Harbor (AWOS)"]
[4681,4.9038649999999997,0,45.6,"0-60","Maine",null,"Rockland/Knox (AWOS)"]
[4683,5.0951399999999998,0,45.6,"0-60","Maine",null,"Rockland/Knox (AWOS)"]
[4684,4.5087879999999991,0,43.6,"0-60","Maine",null,"Bar Harbor (AWOS)"]
[4686,4.5863610000000001,0,43.6,"0-60","Maine",null,"Bar Harbor (AWOS)"]
[4691,3.1631309999999999,0,43.6,"0-60","Maine",null,"Bar Harbor (AWOS)"]
[4694,3.9106680000000011,0,43.6,"0-60","Maine",null,"Bar Harbor (AWOS)"]
[4730,3.6920899999999999,0,40.9,"0-60","Maine",null,"Houlton Intl Arpt"]
[4732,3.3353170000000003,0,40.700000000000003,"0-60","Maine",null,"Presque Isle Municip"]
[4733,3.4470270000000003,0,44.6,"0-60","Maine",null,"Millinocket Municipal AP"]
[4734,2.7192519999999991,0,40.700000000000003,"0-60","Maine",null,"Presque Isle Municip"]
[4735,2.9879449999999999,0,40.700000000000003,"0-60","Maine",null,"Presque Isle Municip"]
[4736,3.2046029999999996,0,39,"0-60","Maine",null,"Caribou Municipal Arpt"]
[4739,1.7272699999999999,0,38.9,"0-60","Maine",null,"Northern Aroostook"]
[4740,2.6546920000000007,0,40.700000000000003,"0-60","Maine",null,"Presque Isle Municip"]
[4741,2.620628,0,38.9,"0-60","Maine",null,"Northern Aroostook"]
[4742,2.3751200000000003,0,39,"0-60","Maine",null,"Caribou Municipal Arpt"]
[4743,2.4202380000000008,0,38.9,"0-60","Maine",null,"Northern Aroostook"]
[4745,2.5339889999999992,0,38.9,"0-60","Maine",null,"Northern Aroostook"]
[4746,3.4016009999999994,0,38.9,"0-60","Maine",null,"Northern Aroostook"]
[4747,2.7242330000000008,0,40.9,"0-60","Maine",null,"Houlton Intl Arpt"]
[4750,2.3097160000000008,0,39,"0-60","Maine",null,"Caribou Municipal Arpt"]
[4756,3.4650429999999997,0,38.9,"0-60","Maine",null,"Northern Aroostook"]
[4758,2.6405639999999999,0,40.700000000000003,"0-60","Maine",null,"Presque Isle Municip"]
[4760,3.4086720000000001,0,40.9,"0-60","Maine",null,"Houlton Intl Arpt"]
[4761,3.7341979999999997,0,40.9,"0-60","Maine",null,"Houlton Intl Arpt"]
[4762,3.1347430000000003,0,39,"0-60","Maine",null,"Caribou Municipal Arpt"]
[4763,3.3728799999999994,0,40.9,"0-60","Maine",null,"Houlton Intl Arpt"]
[4764,3.0561970000000005,0,40.700000000000003,"0-60","Maine",null,"Presque Isle Municip"]
[4765,2.7637369999999999,0,44.6,"0-60","Maine",null,"Millinocket Municipal AP"]
[4766,3.1851639999999994,0,39,"0-60","Maine",null,"Caribou Municipal Arpt"]
[4768,3.119443,0,40.700000000000003,"0-60","Maine",null,"Presque Isle Municip"]
[4769,3.282448,0,40.700000000000003,"0-60","Maine",null,"Presque Isle Municip"]
[4772,2.5615930000000002,0,38.9,"0-60","Maine",null,"Northern Aroostook"]
[4773,2.4489530000000008,0,38.9,"0-60","Maine",null,"Northern Aroostook"]
[4774,2.0508579999999998,0,38.9,"0-60","Maine",null,"Northern Aroostook"]
[4776,3.4975609999999997,0,44.6,"0-60","Maine",null,"Millinocket Municipal AP"]
[4777,3.3275719999999991,0,44.6,"0-60","Maine",null,"Millinocket Municipal AP"]
[4779,2.7351979999999996,0,38.9,"0-60","Maine",null,"Northern Aroostook"]
[4780,3.0177330000000002,0,40.9,"0-60","Maine",null,"Houlton Intl Arpt"]
[4781,2.4262030000000001,0,38.9,"0-60","Maine",null,"Northern Aroostook"]
[4783,2.9328799999999999,0,39,"0-60","Maine",null,"Caribou Municipal Arpt"]
[4785,2.6902519999999992,0,39,"0-60","Maine",null,"Caribou Municipal Arpt"]
[4786,3.3793500000000001,0,39,"0-60","Maine",null,"Caribou Municipal Arpt"]
[4787,3.0417559999999999,0,40.700000000000003,"0-60","Maine",null,"Presque Isle Municip"]
[4841,5.224670999999999,0,45.6,"0-60","Maine",null,"Rockland/Knox (AWOS)"]
[4843,4.758248,0,45.6,"0-60","Maine",null,"Rockland/Knox (AWOS)"]
[4847,4.8370099999999994,0,45.6,"0-60","Maine",null,"Rockland/Knox (AWOS)"]
[4848,5.0243409999999997,0,45.6,"0-60","Maine",null,"Rockland/Knox (AWOS)"]
[4849,4.7726959999999998,0,45.6,"0-60","Maine",null,"Rockland/Knox (AWOS)"]
[4851,4.7726959999999998,0,45.6,"0-60","Maine",null,"Rockland/Knox (AWOS)"]
[4853,5.3498190000000001,0,45.6,"0-60","Maine",null,"Rockland/Knox (AWOS)"]
[4854,5.3539289999999999,0,45.6,"0-60","Maine",null,"Rockland/Knox (AWOS)"]
[4856,4.9933899999999998,0,45.6,"0-60","Maine",null,"Rockland/Knox (AWOS)"]
[4858,5.3708639999999992,0,45.6,"0-60","Maine",null,"Rockland/Knox (AWOS)"]
[4859,5.4325559999999999,0,45.6,"0-60","Maine",null,"Rockland/Knox (AWOS)"]
[4860,5.6555290000000005,0,45.6,"0-60","Maine",null,"Rockland/Knox (AWOS)"]
[4861,5.366949,0,45.6,"0-60","Maine",null,"Rockland/Knox (AWOS)"]
[4862,4.9025599999999994,0,45.6,"0-60","Maine",null,"Rockland/Knox (AWOS)"]
[4863,5.3673900000000003,0,45.6,"0-60","Maine",null,"Rockland/Knox (AWOS)"]
[4864,5.3019669999999994,0,45.6,"0-60","Maine",null,"Rockland/Knox (AWOS)"]
[4901,4.9804519999999997,0,44.5,"0-60","Maine",null,"Waterville (AWOS)"]
[4910,4.7748859999999995,0,44.5,"0-60","Maine",null,"Waterville (AWOS)"]
[4911,3.2110339999999997,0,44.5,"0-60","Maine",null,"Waterville (AWOS)"]
[4912,3.1392289999999998,0,44.5,"0-60","Maine",null,"Waterville (AWOS)"]
[4915,4.7050640000000001,0,45.4,"0-60","Maine",null,"Bangor International AP"]
[4917,4.6178190000000008,0,44.5,"0-60","Maine",null,"Waterville (AWOS)"]
[4918,4.6178190000000008,0,44.5,"0-60","Maine",null,"Waterville (AWOS)"]
[4920,1.6222889999999999,0,44.5,"0-60","Maine",null,"Waterville (AWOS)"]
[4921,4.3187840000000008,0,45.4,"0-60","Maine",null,"Bangor International AP"]
[4922,4.6576009999999997,0,44.5,"0-60","Maine",null,"Waterville (AWOS)"]
[4923,3.3946450000000001,0,45.4,"0-60","Maine",null,"Bangor International AP"]
[4924,4.4356580000000001,0,44.5,"0-60","Maine",null,"Waterville (AWOS)"]
[4925,1.3360700000000008,0,44.5,"0-60","Maine",null,"Waterville (AWOS)"]
[4926,1.3360700000000008,0,44.5,"0-60","Maine",null,"Waterville (AWOS)"]
[4927,4.7206570000000001,0,44.5,"0-60","Maine",null,"Waterville (AWOS)"]
[4928,4.0975029999999997,0,45.4,"0-60","Maine",null,"Bangor International AP"]
[4929,4.5433380000000003,0,44.5,"0-60","Maine",null,"Waterville (AWOS)"]
[4930,3.6147430000000003,0,45.4,"0-60","Maine",null,"Bangor International AP"]
[4932,4.3908640000000005,0,45.4,"0-60","Maine",null,"Bangor International AP"]
[4933,4.3908640000000005,0,45.4,"0-60","Maine",null,"Bangor International AP"]
[4936,0.23280099999999937,0,41.6,"0-60","New Hampshire",null,"Berlin Municipal"]
[4937,4.5512160000000002,0,44.5,"0-60","Maine",null,"Waterville (AWOS)"]
[4938,2.8166690000000001,0,44.5,"0-60","Maine",null,"Waterville (AWOS)"]
[4939,3.7382190000000013,0,45.4,"0-60","Maine",null,"Bangor International AP"]
[4940,3.7382190000000013,0,44.5,"0-60","Maine",null,"Waterville (AWOS)"]
[4941,4.4217620000000002,0,44.5,"0-60","Maine",null,"Waterville (AWOS)"]
[4942,2.4275990000000007,0,44.5,"0-60","Maine",null,"Waterville (AWOS)"]
[4943,3.9666290000000006,0,44.5,"0-60","Maine",null,"Waterville (AWOS)"]
[4944,3.9666290000000006,0,44.5,"0-60","Maine",null,"Waterville (AWOS)"]
[4945,0.72822599999999982,0,44.6,"0-60","Maine",null,"Millinocket Municipal AP"]
[4947,0.60629600000000039,0,44.5,"0-60","Maine",null,"Waterville (AWOS)"]
[4949,4.5820670000000003,0,44.5,"0-60","Maine",null,"Waterville (AWOS)"]
[4950,3.6007700000000002,0,44.5,"0-60","Maine",null,"Waterville (AWOS)"]
[4951,4.3872159999999996,0,45.4,"0-60","Maine",null,"Bangor International AP"]
[4952,4.6147780000000003,0,45.6,"0-60","Maine",null,"Rockland/Knox (AWOS)"]
[4953,4.4128160000000003,0,45.4,"0-60","Maine",null,"Bangor International AP"]
[4955,3.2691220000000003,0,44.5,"0-60","Maine",null,"Waterville (AWOS)"]
[4956,2.1237290000000004,0,44.5,"0-60","Maine",null,"Waterville (AWOS)"]
[4957,3.8698379999999992,0,44.5,"0-60","Maine",null,"Waterville (AWOS)"]
[4958,2.9187889999999999,0,44.5,"0-60","Maine",null,"Waterville (AWOS)"]
[4961,1.7832789999999998,0,44.5,"0-60","Maine",null,"Waterville (AWOS)"]
[4962,1.7832789999999998,0,44.5,"0-60","Maine",null,"Waterville (AWOS)"]
[4963,4.3200450000000004,0,44.5,"0-60","Maine",null,"Waterville (AWOS)"]
[4964,4.3200450000000004,0,41.6,"0-60","New Hampshire",null,"Berlin Municipal"]
[4965,4.2987400000000004,0,44.5,"0-60","Maine",null,"Waterville (AWOS)"]
[4966,0.67695699999999981,0,41.6,"0-60","New Hampshire",null,"Berlin Municipal"]
[4967,4.4482759999999999,0,44.5,"0-60","Maine",null,"Waterville (AWOS)"]
[4969,4.5173449999999997,0,45.4,"0-60","Maine",null,"Bangor International AP"]
[4970,0.2592270000000001,0,41.6,"0-60","New Hampshire",null,"Berlin Municipal"]
[4971,3.9439810000000004,0,45.4,"0-60","Maine",null,"Bangor International AP"]
[4973,4.6081569999999994,0,45.6,"0-60","Maine",null,"Rockland/Knox (AWOS)"]
[4974,4.845470999999999,0,45.4,"0-60","Maine",null,"Bangor International AP"]
[4975,4.845470999999999,0,44.5,"0-60","Maine",null,"Waterville (AWOS)"]
[4976,3.9750789999999996,0,44.5,"0-60","Maine",null,"Waterville (AWOS)"]
[4978,4.1714200000000012,0,44.5,"0-60","Maine",null,"Waterville (AWOS)"]
[4979,2.5758000000000001,0,44.5,"0-60","Maine",null,"Waterville (AWOS)"]
[4981,4.845815,0,45.4,"0-60","Maine",null,"Bangor International AP"]
[4982,0.3459099999999995,0,41.6,"0-60","New Hampshire",null,"Berlin Municipal"]
[4983,1.5689469999999992,0,44.5,"0-60","Maine",null,"Waterville (AWOS)"]
[4984,1.8871920000000006,0,44.5,"0-60","Maine",null,"Waterville (AWOS)"]
[4985,1.1119170000000005,0,44.5,"0-60","Maine",null,"Waterville (AWOS)"]
[4986,4.2555530000000008,0,44.5,"0-60","Maine",null,"Waterville (AWOS)"]
[4987,4.443759,0,44.5,"0-60","Maine",null,"Waterville (AWOS)"]
[4988,4.6450959999999988,0,44.5,"0-60","Maine",null,"Waterville (AWOS)"]
[4989,5.1799920000000004,0,44.5,"0-60","Maine",null,"Waterville (AWOS)"]
[4992,5.1799920000000004,0,44.5,"0-60","Maine",null,"Waterville (AWOS)"]
[5001,5.8205010000000001,0,45.9,"0-60","New Hampshire",null,"Lebanon Municipal"]
[5031,5.8205010000000001,0,45.9,"0-60","New Hampshire",null,"Lebanon Municipal"]
[5032,4.2613640000000004,0,45.9,"0-60","New Hampshire",null,"Lebanon Municipal"]
[5033,5.2495559999999992,0,45,"0-60","Vermont",null,"Montpelier AP"]
[5034,3.2506819999999998,0,45.9,"0-60","Vermont",null,"Rutland State"]
[5035,2.954502999999999,0,45.9,"0-60","Vermont",null,"Rutland State"]
[5036,4.2945790000000006,0,45,"0-60","Vermont",null,"Montpelier AP"]
[5037,5.3357379999999992,0,45.9,"0-60","Vermont",null,"Springfield/Hartnes"]
[5038,3.9190589999999994,0,45,"0-60","Vermont",null,"Montpelier AP"]
[5039,4.1224210000000001,0,45,"0-60","Vermont",null,"Montpelier AP"]
[5040,4.6958070000000003,0,45,"0-60","Vermont",null,"Montpelier AP"]
[5041,4.7495200000000004,0,45,"0-60","Vermont",null,"Montpelier AP"]
[5042,4.8497050000000002,0,45,"0-60","Vermont",null,"Montpelier AP"]
[5043,5.9209709999999989,0,45.9,"0-60","New Hampshire",null,"Lebanon Municipal"]
[5045,5.1886849999999995,0,45.9,"0-60","New Hampshire",null,"Lebanon Municipal"]
[5046,3.4490330000000005,0,45,"0-60","Vermont",null,"Montpelier AP"]
[5048,5.9949449999999995,0,45.9,"0-60","New Hampshire",null,"Lebanon Municipal"]
[5050,5.9949449999999995,0,45,"0-60","Vermont",null,"Montpelier AP"]
[5051,5.7589580000000007,0,45,"0-60","Vermont",null,"Montpelier AP"]
[5052,6.0958809999999994,0,45.9,"0-60","New Hampshire",null,"Lebanon Municipal"]
[5053,4.9891129999999997,0,45.9,"0-60","New Hampshire",null,"Lebanon Municipal"]
[5055,6.0356699999999996,0,45.9,"0-60","New Hampshire",null,"Lebanon Municipal"]
[5056,2.6590449999999999,0,45.9,"0-60","Vermont",null,"Rutland State"]
[5058,5.1060359999999996,0,45.9,"0-60","New Hampshire",null,"Lebanon Municipal"]
[5059,5.1060359999999996,0,45.9,"0-60","New Hampshire",null,"Lebanon Municipal"]
[5060,3.9757400000000005,0,45,"0-60","Vermont",null,"Montpelier AP"]
[5061,4.9614060000000011,0,45,"0-60","Vermont",null,"Montpelier AP"]
[5062,4.1170179999999998,0,45.9,"0-60","Vermont",null,"Springfield/Hartnes"]
[5065,5.0614660000000002,0,45.9,"0-60","New Hampshire",null,"Lebanon Municipal"]
[5067,4.7358239999999991,0,45.9,"0-60","New Hampshire",null,"Lebanon Municipal"]
[5068,4.8303280000000015,0,45.9,"0-60","New Hampshire",null,"Lebanon Municipal"]
[5069,4.7687589999999993,0,45,"0-60","Vermont",null,"Montpelier AP"]
[5070,5.0356690000000004,0,45.9,"0-60","New Hampshire",null,"Lebanon Municipal"]
[5071,4.1971100000000003,0,45.9,"0-60","New Hampshire",null,"Lebanon Municipal"]
[5072,4.4645719999999995,0,45.9,"0-60","New Hampshire",null,"Lebanon Municipal"]
[5075,5.4918209999999998,0,45.9,"0-60","New Hampshire",null,"Lebanon Municipal"]
[5076,3.9223170000000005,0,45,"0-60","Vermont",null,"Montpelier AP"]
[5077,4.535005,0,45.9,"0-60","New Hampshire",null,"Lebanon Municipal"]
[5079,4.2403279999999999,0,45,"0-60","Vermont",null,"Montpelier AP"]
[5081,5.5253239999999995,0,45,"0-60","Vermont",null,"Montpelier AP"]
[5083,4.7261780000000009,0,45.9,"0-60","New Hampshire",null,"Lebanon Municipal"]
[5084,5.2721010000000001,0,45.9,"0-60","New Hampshire",null,"Lebanon Municipal"]
[5086,3.7024900000000001,0,45,"0-60","Vermont",null,"Montpelier AP"]
[5089,5.7405979999999985,0,45.9,"0-60","Vermont",null,"Springfield/Hartnes"]
[5091,4.4880379999999978,0,45.9,"0-60","New Hampshire",null,"Lebanon Municipal"]
[5101,5.8847759999999996,0,45.9,"0-60","Vermont",null,"Springfield/Hartnes"]
[5141,5.4274480000000001,0,45.9,"0-60","Vermont",null,"Springfield/Hartnes"]
[5142,4.3937719999999985,0,45.9,"0-60","Vermont",null,"Springfield/Hartnes"]
[5143,4.3663270000000001,0,45.9,"0-60","Vermont",null,"Springfield/Hartnes"]
[5146,4.739453000000001,0,45.9,"0-60","Vermont",null,"Springfield/Hartnes"]
[5148,2.9963030000000002,0,45.9,"0-60","Vermont",null,"Springfield/Hartnes"]
[5149,3.3124750000000005,0,45.9,"0-60","Vermont",null,"Springfield/Hartnes"]
[5150,5.2267979999999996,0,45.9,"0-60","Vermont",null,"Springfield/Hartnes"]
[5151,5.3680089999999989,0,45.9,"0-60","Vermont",null,"Springfield/Hartnes"]
[5152,2.762572,0,45.9,"0-60","Vermont",null,"Rutland State"]
[5153,3.8228619999999998,0,45.9,"0-60","Vermont",null,"Springfield/Hartnes"]
[5154,5.7066409999999994,0,45.9,"0-60","Vermont",null,"Springfield/Hartnes"]
[5155,3.1753709999999993,0,45.9,"0-60","Vermont",null,"Springfield/Hartnes"]
[5156,5.8468599999999995,0,45.9,"0-60","Vermont",null,"Springfield/Hartnes"]
[5158,6.0561149999999992,0,46.8,"0-60","New Hampshire",null,"Dillant Hopkins"]
[5161,3.089102,0,45.9,"0-60","Vermont",null,"Springfield/Hartnes"]
[5201,3.413584999999999,0,47.9,"0-60","Massachusetts",null,"North Adams"]
[5250,4.5778789999999994,0,47.1,"0-60","New York",null,"Glens Falls AP"]
[5251,3.6509809999999998,0,45.9,"0-60","Vermont",null,"Rutland State"]
[5252,2.9893039999999993,0,47.9,"0-60","Massachusetts",null,"North Adams"]
[5253,3.1833399999999994,0,45.9,"0-60","Vermont",null,"Rutland State"]
[5254,3.1833399999999994,0,45.9,"0-60","Vermont",null,"Rutland State"]
[5255,3.3414539999999993,0,45.9,"0-60","Vermont",null,"Rutland State"]
[5257,5.6949550000000002,0,47.9,"0-60","Massachusetts",null,"North Adams"]
[5260,5.4158720000000002,0,47.9,"0-60","Massachusetts",null,"North Adams"]
[5261,4.6353740000000005,0,47.9,"0-60","Massachusetts",null,"North Adams"]
[5262,4.7025849999999991,0,47.9,"0-60","Massachusetts",null,"North Adams"]
[5301,5.3201579999999993,0,46.8,"0-60","New Hampshire",null,"Dillant Hopkins"]
[5340,2.6362589999999999,0,45.9,"0-60","Vermont",null,"Springfield/Hartnes"]
[5341,3.4539580000000001,0,47.9,"0-60","Massachusetts",null,"North Adams"]
[5342,3.9346279999999996,0,47.9,"0-60","Massachusetts",null,"North Adams"]
[5343,3.3395589999999995,0,45.9,"0-60","Vermont",null,"Springfield/Hartnes"]
[5345,4.8091409999999986,0,46.8,"0-60","New Hampshire",null,"Dillant Hopkins"]
[5346,5.8818260000000002,0,46.8,"0-60","New Hampshire",null,"Dillant Hopkins"]
[5350,2.8806990000000003,0,47.9,"0-60","Massachusetts",null,"North Adams"]
[5352,3.060156000000001,0,47.9,"0-60","Massachusetts",null,"North Adams"]
[5353,4.6446230000000002,0,45.9,"0-60","Vermont",null,"Springfield/Hartnes"]
[5354,6.9354190000000013,0,46.8,"0-60","New Hampshire",null,"Dillant Hopkins"]
[5355,3.2844120000000006,0,45.9,"0-60","Vermont",null,"Springfield/Hartnes"]
[5356,2.4257070000000001,0,47.9,"0-60","Massachusetts",null,"North Adams"]
[5358,4.5477030000000012,0,47.9,"0-60","Massachusetts",null,"North Adams"]
[5359,4.0135559999999995,0,45.9,"0-60","Vermont",null,"Springfield/Hartnes"]
[5360,2.4022479999999997,0,47.9,"0-60","Massachusetts",null,"North Adams"]
[5361,3.3505059999999998,0,47.9,"0-60","Massachusetts",null,"North Adams"]
[5362,4.6699359999999999,0,46.8,"0-60","New Hampshire",null,"Dillant Hopkins"]
[5363,2.6415930000000012,0,47.9,"0-60","Massachusetts",null,"North Adams"]
[5401,8.4692949999999989,0,46.2,"0-60","Vermont",null,"Burlington International AP"]
[5403,7.9699460000000002,0,46.2,"0-60","Vermont",null,"Burlington International AP"]
[5404,8.041049000000001,0,46.2,"0-60","Vermont",null,"Burlington International AP"]
[5405,8.2291709999999973,0,46.2,"0-60","Vermont",null,"Burlington International AP"]
[5408,8.9990400000000008,0,46.2,"0-60","Vermont",null,"Burlington International AP"]
[5439,8.9990400000000008,0,46.2,"0-60","Vermont",null,"Burlington International AP"]
[5440,6.5009160000000001,0,46.2,"0-60","Vermont",null,"Burlington International AP"]
[5441,2.267847999999999,0,46.2,"0-60","Vermont",null,"Burlington International AP"]
[5442,1.7615090000000002,0,46.2,"0-60","Vermont",null,"Burlington International AP"]
[5443,4.9744289999999998,0,46.2,"0-60","Vermont",null,"Burlington International AP"]
[5444,3.6569740000000013,0,46.2,"0-60","Vermont",null,"Burlington International AP"]
[5445,8.737957999999999,0,46.2,"0-60","Vermont",null,"Burlington International AP"]
[5446,7.8770959999999999,0,46.2,"0-60","Vermont",null,"Burlington International AP"]
[5447,1.842934000000001,0,46.2,"0-60","Vermont",null,"Burlington International AP"]
[5448,3.3218110000000003,0,46.2,"0-60","Vermont",null,"Burlington International AP"]
[5450,2.5408390000000001,0,46.2,"0-60","Vermont",null,"Burlington International AP"]
[5452,6.0342840000000004,0,46.2,"0-60","Vermont",null,"Burlington International AP"]
[5454,4.6365429999999996,0,46.2,"0-60","Vermont",null,"Burlington International AP"]
[5455,3.9742450000000002,0,46.2,"0-60","Vermont",null,"Burlington International AP"]
[5456,9.1413840000000022,0,46.2,"0-60","Vermont",null,"Burlington International AP"]
[5457,3.3387019999999992,0,46.2,"0-60","Vermont",null,"Burlington International AP"]
[5458,8.705547000000001,0,46.2,"0-60","Vermont",null,"Burlington International AP"]
[5459,4.1898250000000008,0,46.2,"0-60","Vermont",null,"Burlington International AP"]
[5461,6.6835110000000002,0,46.2,"0-60","Vermont",null,"Burlington International AP"]
[5462,3.801801999999999,0,46.2,"0-60","Vermont",null,"Burlington International AP"]
[5463,7.5144230000000007,0,46.2,"0-60","Vermont",null,"Burlington International AP"]
[5464,2.8560959999999995,0,46.2,"0-60","Vermont",null,"Burlington International AP"]
[5465,4.5116429999999994,0,46.2,"0-60","Vermont",null,"Burlington International AP"]
[5468,6.6761710000000001,0,46.2,"0-60","Vermont",null,"Burlington International AP"]
[5471,1.206067,0,46.2,"0-60","Vermont",null,"Burlington International AP"]
[5472,7.6197599999999994,0,46.2,"0-60","Vermont",null,"Burlington International AP"]
[5473,8.3676220000000008,0,46.2,"0-60","Vermont",null,"Burlington International AP"]
[5474,7.4173400000000012,0,46.2,"0-60","Vermont",null,"Burlington International AP"]
[5476,1.3337250000000007,0,46.2,"0-60","Vermont",null,"Burlington International AP"]
[5477,4.8210899999999999,0,46.2,"0-60","Vermont",null,"Burlington International AP"]
[5478,5.2239850000000008,0,46.2,"0-60","Vermont",null,"Burlington International AP"]
[5481,5.2239850000000008,0,46.2,"0-60","Vermont",null,"Burlington International AP"]
[5482,8.5979779999999995,0,46.2,"0-60","Vermont",null,"Burlington International AP"]
[5483,4.0134580000000009,0,46.2,"0-60","Vermont",null,"Burlington International AP"]
[5485,4.0134580000000009,0,46.2,"0-60","Vermont",null,"Burlington International AP"]
[5486,9.2158860000000011,0,46.2,"0-60","Vermont",null,"Burlington International AP"]
[5487,4.7685930000000001,0,46.2,"0-60","Vermont",null,"Burlington International AP"]
[5488,5.2700980000000008,0,46.2,"0-60","Vermont",null,"Burlington International AP"]
[5489,3.8426979999999999,0,46.2,"0-60","Vermont",null,"Burlington International AP"]
[5491,9.2502380000000013,0,46.2,"0-60","Vermont",null,"Burlington International AP"]
[5492,2.3420929999999998,0,46.2,"0-60","Vermont",null,"Burlington International AP"]
[5494,5.1282180000000004,0,46.2,"0-60","Vermont",null,"Burlington International AP"]
[5495,6.802442000000001,0,46.2,"0-60","Vermont",null,"Burlington International AP"]
[5602,4.8646940000000001,0,45,"0-60","Vermont",null,"Montpelier AP"]
[5640,3.8298939999999995,0,45,"0-60","Vermont",null,"Montpelier AP"]
[5641,4.2164129999999993,0,45,"0-60","Vermont",null,"Montpelier AP"]
[5647,2.6481450000000004,0,45,"0-60","Vermont",null,"Montpelier AP"]
[5648,3.4288120000000002,0,45,"0-60","Vermont",null,"Montpelier AP"]
[5649,3.6449880000000006,0,45,"0-60","Vermont",null,"Montpelier AP"]
[5650,3.4606440000000003,0,45,"0-60","Vermont",null,"Montpelier AP"]
[5651,4.783569,0,45,"0-60","Vermont",null,"Montpelier AP"]
[5652,1.6714390000000003,0,46.2,"0-60","Vermont",null,"Burlington International AP"]
[5653,1.9213510000000009,0,45,"0-60","Vermont",null,"Montpelier AP"]
[5654,4.0182289999999998,0,45,"0-60","Vermont",null,"Montpelier AP"]
[5655,2.7524189999999997,0,45,"0-60","Vermont",null,"Montpelier AP"]
[5656,2.271204,0,46.2,"0-60","Vermont",null,"Burlington International AP"]
[5657,2.271204,0,45,"0-60","Vermont",null,"Montpelier AP"]
[5658,3.2437330000000002,0,45,"0-60","Vermont",null,"Montpelier AP"]
[5660,4.2772419999999993,0,45,"0-60","Vermont",null,"Montpelier AP"]
[5661,2.9758149999999999,0,45,"0-60","Vermont",null,"Montpelier AP"]
[5663,4.1283849999999997,0,45,"0-60","Vermont",null,"Montpelier AP"]
[5664,4.1283849999999997,0,45,"0-60","Vermont",null,"Montpelier AP"]
[5667,3.889260999999999,0,45,"0-60","Vermont",null,"Montpelier AP"]
[5669,3.2775440000000002,0,45,"0-60","Vermont",null,"Montpelier AP"]
[5672,3.127605,0,45,"0-60","Vermont",null,"Montpelier AP"]
[5673,3.2732850000000004,0,45,"0-60","Vermont",null,"Montpelier AP"]
[5674,2.8813090000000003,0,45,"0-60","Vermont",null,"Montpelier AP"]
[5675,3.4216060000000006,0,45,"0-60","Vermont",null,"Montpelier AP"]
[5676,3.7625179999999996,0,45,"0-60","Vermont",null,"Montpelier AP"]
[5677,3.6572499999999999,0,45,"0-60","Vermont",null,"Montpelier AP"]
[5678,3.6572499999999999,0,45,"0-60","Vermont",null,"Montpelier AP"]
[5679,4.0453970000000012,0,45,"0-60","Vermont",null,"Montpelier AP"]
[5680,3.0814919999999995,0,45,"0-60","Vermont",null,"Montpelier AP"]
[5681,3.1652439999999999,0,45,"0-60","Vermont",null,"Montpelier AP"]
[5682,3.2995900000000002,0,45,"0-60","Vermont",null,"Montpelier AP"]
[5701,4.0499589999999994,0,45.9,"0-60","Vermont",null,"Rutland State"]
[5730,3.1393380000000004,0,45.9,"0-60","Vermont",null,"Rutland State"]
[5732,7.3353749999999991,0,45.9,"0-60","Vermont",null,"Rutland State"]
[5733,6.1261089999999996,0,45.9,"0-60","Vermont",null,"Rutland State"]
[5734,9.1532490000000006,0,46.2,"0-60","Vermont",null,"Burlington International AP"]
[5735,6.7456089999999991,0,45.9,"0-60","Vermont",null,"Rutland State"]
[5736,4.9413040000000006,0,45.9,"0-60","Vermont",null,"Rutland State"]
[5737,3.3259470000000011,0,45.9,"0-60","Vermont",null,"Rutland State"]
[5738,3.4436949999999995,0,45.9,"0-60","Vermont",null,"Rutland State"]
[5739,3.5939669999999997,0,45.9,"0-60","Vermont",null,"Rutland State"]
[5740,3.5939669999999997,0,45.9,"0-60","Vermont",null,"Rutland State"]
[5742,3.4757860000000003,0,45.9,"0-60","Vermont",null,"Rutland State"]
[5743,8.164871999999999,0,45.9,"0-60","Vermont",null,"Rutland State"]
[5744,6.1334720000000011,0,45.9,"0-60","Vermont",null,"Rutland State"]
[5747,2.9023849999999993,0,45,"0-60","Vermont",null,"Montpelier AP"]
[5748,2.9917189999999998,0,45,"0-60","Vermont",null,"Montpelier AP"]
[5751,2.9634169999999993,0,45.9,"0-60","Vermont",null,"Rutland State"]
[5753,7.9312490000000002,0,46.2,"0-60","Vermont",null,"Burlington International AP"]
[5757,5.3384479999999996,0,45.9,"0-60","Vermont",null,"Rutland State"]
[5758,3.0028169999999994,0,45.9,"0-60","Vermont",null,"Rutland State"]
[5759,4.4373339999999999,0,45.9,"0-60","Vermont",null,"Rutland State"]
[5760,8.5034360000000007,0,45.9,"0-60","Vermont",null,"Rutland State"]
[5761,5.0458759999999998,0,45.9,"0-60","Vermont",null,"Rutland State"]
[5762,2.9866199999999994,0,45.9,"0-60","Vermont",null,"Rutland State"]
[5763,4.4504559999999991,0,45.9,"0-60","Vermont",null,"Rutland State"]
[5764,6.6649180000000001,0,45.9,"0-60","Vermont",null,"Rutland State"]
[5765,5.1550450000000003,0,45.9,"0-60","Vermont",null,"Rutland State"]
[5766,3.8776729999999997,0,45,"0-60","Vermont",null,"Montpelier AP"]
[5767,3.1285109999999996,0,45.9,"0-60","Vermont",null,"Rutland State"]
[5769,6.8446899999999999,0,45.9,"0-60","Vermont",null,"Rutland State"]
[5770,8.9246649999999992,0,45.9,"0-60","Vermont",null,"Rutland State"]
[5772,3.6508720000000001,0,45.9,"0-60","Vermont",null,"Rutland State"]
[5773,4.2164280000000005,0,45.9,"0-60","Vermont",null,"Rutland State"]
[5774,6.1218889999999995,0,45.9,"0-60","Vermont",null,"Rutland State"]
[5775,6.114903,0,45.9,"0-60","Vermont",null,"Rutland State"]
[5776,4.9442740000000001,0,45.9,"0-60","Vermont",null,"Rutland State"]
[5777,5.1254409999999995,0,45.9,"0-60","Vermont",null,"Rutland State"]
[5778,8.3711099999999998,0,45.9,"0-60","Vermont",null,"Rutland State"]
[5819,3.7197310000000008,0,45,"0-60","Vermont",null,"Montpelier AP"]
[5820,1.7440209999999996,0,45,"0-60","Vermont",null,"Montpelier AP"]
[5821,4.1536340000000003,0,45,"0-60","Vermont",null,"Montpelier AP"]
[5822,1.7779920000000002,0,45,"0-60","Vermont",null,"Montpelier AP"]
[5824,3.2250230000000002,0,28.7,"0-60","New Hampshire",null,"Mount Washington"]
[5825,1.936064,0,45,"0-60","Vermont",null,"Montpelier AP"]
[5826,2.3423439999999998,0,45,"0-60","Vermont",null,"Montpelier AP"]
[5827,2.0713239999999997,0,45,"0-60","Vermont",null,"Montpelier AP"]
[5828,3.1454320000000004,0,45,"0-60","Vermont",null,"Montpelier AP"]
[5829,1.6855009999999999,0,41.6,"0-60","New Hampshire",null,"Berlin Municipal"]
[5830,1.334327,0,41.6,"0-60","New Hampshire",null,"Berlin Municipal"]
[5832,2.2249550000000005,0,41.6,"0-60","New Hampshire",null,"Berlin Municipal"]
[5833,1.175116,0,41.6,"0-60","New Hampshire",null,"Berlin Municipal"]
[5836,2.278848,0,45,"0-60","Vermont",null,"Montpelier AP"]
[5837,1.6168779999999998,0,41.6,"0-60","New Hampshire",null,"Berlin Municipal"]
[5839,1.9233349999999998,0,45,"0-60","Vermont",null,"Montpelier AP"]
[5841,2.1385640000000006,0,45,"0-60","Vermont",null,"Montpelier AP"]
[5842,2.0619950000000005,0,45,"0-60","Vermont",null,"Montpelier AP"]
[5843,2.7009100000000004,0,45,"0-60","Vermont",null,"Montpelier AP"]
[5845,1.849348,0,45,"0-60","Vermont",null,"Montpelier AP"]
[5846,1.1392090000000001,0,41.6,"0-60","New Hampshire",null,"Berlin Municipal"]
[5847,1.4097970000000002,0,46.2,"0-60","Vermont",null,"Burlington International AP"]
[5850,2.6833090000000004,0,45,"0-60","Vermont",null,"Montpelier AP"]
[5851,2.5295700000000005,0,45,"0-60","Vermont",null,"Montpelier AP"]
[5853,1.1294650000000002,0,41.6,"0-60","New Hampshire",null,"Berlin Municipal"]
[5855,1.8210070000000007,0,45,"0-60","Vermont",null,"Montpelier AP"]
[5857,1.6285920000000016,0,45,"0-60","Vermont",null,"Montpelier AP"]
[5858,2.0302510000000002,0,41.6,"0-60","New Hampshire",null,"Berlin Municipal"]
[5859,1.1431659999999981,0,46.2,"0-60","Vermont",null,"Burlington International AP"]
[5860,1.6946540000000008,0,45,"0-60","Vermont",null,"Montpelier AP"]
[5862,2.9636579999999992,0,45,"0-60","Vermont",null,"Montpelier AP"]
[5866,2.0348580000000003,0,45,"0-60","Vermont",null,"Montpelier AP"]
[5867,1.9478089999999995,0,45,"0-60","Vermont",null,"Montpelier AP"]
[5868,1.5527090000000001,0,46.2,"0-60","Vermont",null,"Burlington International AP"]
[5871,1.7352380000000007,0,41.6,"0-60","New Hampshire",null,"Berlin Municipal"]
[5872,1.4724370000000002,0,41.6,"0-60","New Hampshire",null,"Berlin Municipal"]
[5873,2.6519190000000004,0,45,"0-60","Vermont",null,"Montpelier AP"]
[5874,1.2217699999999998,0,46.2,"0-60","Vermont",null,"Burlington International AP"]
[5875,1.9653160000000005,0,45,"0-60","Vermont",null,"Montpelier AP"]
[5901,0.60546600000000028,0,41.6,"0-60","New Hampshire",null,"Berlin Municipal"]
[5902,0.54010900000000017,0,41.6,"0-60","New Hampshire",null,"Berlin Municipal"]
[5903,0.58683000000000041,0,41.6,"0-60","New Hampshire",null,"Berlin Municipal"]
[5904,3.3033150000000004,0,28.7,"0-60","New Hampshire",null,"Mount Washington"]
[5905,1.5633789999999999,0,41.6,"0-60","New Hampshire",null,"Berlin Municipal"]
[5906,2.7310810000000005,0,28.7,"0-60","New Hampshire",null,"Mount Washington"]
[5907,0.79889699999999886,0,41.6,"0-60","New Hampshire",null,"Berlin Municipal"]
[6001,8.7775920000000003,0,51.7,"0-60","Connecticut",null,"Hartford Brainard Fd"]
[6002,9.8316470000000002,0,50.7,"0-60","Connecticut",null,"Hartford Bradley Intl AP"]
[6010,8.276154,60,51.7,"61-120","Connecticut",null,"Hartford Brainard Fd"]
[6013,7.8589979999999997,60,51.7,"61-120","Connecticut",null,"Hartford Brainard Fd"]
[6016,9.7913019999999999,0,50.7,"0-60","Connecticut",null,"Hartford Bradley Intl AP"]
[6018,5.1198210000000008,60,48.5,"61-120","Massachusetts",null,"Westfield Barnes Muni AP"]
[6019,7.766464,60,50.7,"61-120","Connecticut",null,"Hartford Bradley Intl AP"]
[6020,7.766464,60,50.7,"61-120","Connecticut",null,"Hartford Bradley Intl AP"]
[6021,5.2853100000000008,60,48.5,"61-120","Massachusetts",null,"Westfield Barnes Muni AP"]
[6022,7.6899839999999999,60,50.7,"61-120","Connecticut",null,"Hartford Bradley Intl AP"]
[6023,9.3795649999999995,0,51.7,"0-60","Connecticut",null,"Hartford Brainard Fd"]
[6024,5.0954419999999994,60,48.5,"61-120","Massachusetts",null,"Westfield Barnes Muni AP"]
[6026,9.9532479999999985,0,50.7,"0-60","Connecticut",null,"Hartford Bradley Intl AP"]
[6027,6.7826330000000006,0,50.7,"0-60","Connecticut",null,"Hartford Bradley Intl AP"]
[6029,8.597256999999999,0,50.7,"0-60","Connecticut",null,"Hartford Bradley Intl AP"]
[6031,5.2286960000000011,60,50.7,"61-120","Connecticut",null,"Hartford Bradley Intl AP"]
[6032,9.0521339999999988,60,51.7,"61-120","Connecticut",null,"Hartford Brainard Fd"]
[6033,8.8677699999999984,0,51.7,"0-60","Connecticut",null,"Hartford Brainard Fd"]
[6035,9.0111690000000007,0,50.7,"0-60","Connecticut",null,"Hartford Bradley Intl AP"]
[6037,9.2647909999999989,60,51.7,"61-120","Connecticut",null,"Hartford Brainard Fd"]
[6039,5.7582969999999989,60,50.5,"61-120","New York",null,"Poughkeepsie Dutchess Co AP"]
[6040,8.909262,0,51.7,"0-60","Connecticut",null,"Hartford Brainard Fd"]
[6042,9.096188999999999,0,51.7,"0-60","Connecticut",null,"Hartford Brainard Fd"]
[6043,7.8557629999999996,0,51.7,"0-60","Connecticut",null,"Hartford Brainard Fd"]
[6051,9.3977750000000011,0,51.7,"0-60","Connecticut",null,"Hartford Brainard Fd"]
[6052,9.1860419999999987,60,51.7,"61-120","Connecticut",null,"Hartford Brainard Fd"]
[6053,9.2954720000000002,0,51.7,"0-60","Connecticut",null,"Hartford Brainard Fd"]
[6057,6.8453650000000001,60,50.7,"61-120","Connecticut",null,"Hartford Bradley Intl AP"]
[6058,5.1702319999999995,60,50.7,"61-120","Connecticut",null,"Hartford Bradley Intl AP"]
[6059,6.7405780000000011,0,50.7,"0-60","Connecticut",null,"Hartford Bradley Intl AP"]
[6060,7.8802099999999999,0,50.7,"0-60","Connecticut",null,"Hartford Bradley Intl AP"]
[6061,7.8802099999999999,60,50.7,"61-120","Connecticut",null,"Hartford Bradley Intl AP"]
[6062,8.8706929999999993,60,51.7,"61-120","Connecticut",null,"Hartford Brainard Fd"]
[6063,6.7456750000000012,60,50.7,"61-120","Connecticut",null,"Hartford Bradley Intl AP"]
[6065,6.0574139999999996,60,50.7,"61-120","Connecticut",null,"Hartford Bradley Intl AP"]
[6066,8.3678910000000002,0,51.7,"0-60","Connecticut",null,"Hartford Brainard Fd"]
[6067,9.3431970000000018,0,51.7,"0-60","Connecticut",null,"Hartford Brainard Fd"]
[6068,5.4387550000000005,60,50.5,"61-120","New York",null,"Poughkeepsie Dutchess Co AP"]
[6069,5.912992,60,50.5,"61-120","New York",null,"Poughkeepsie Dutchess Co AP"]
[6070,8.9995930000000008,0,50.7,"0-60","Connecticut",null,"Hartford Bradley Intl AP"]
[6071,8.7749430000000004,0,50.7,"0-60","Connecticut",null,"Hartford Bradley Intl AP"]
[6073,9.0036319999999996,0,51.7,"0-60","Connecticut",null,"Hartford Brainard Fd"]
[6074,9.7314480000000003,0,51.7,"0-60","Connecticut",null,"Hartford Brainard Fd"]
[6076,7.1821459999999995,60,49.4,"61-120","Massachusetts",null,"Chicopee Falls Westo"]
[6078,10.169437,0,50.7,"0-60","Connecticut",null,"Hartford Bradley Intl AP"]
[6081,9.7372799999999984,0,50.7,"0-60","Connecticut",null,"Hartford Bradley Intl AP"]
[6082,9.9850379999999994,0,50.7,"0-60","Connecticut",null,"Hartford Bradley Intl AP"]
[6084,7.6179130000000006,0,50.7,"0-60","Connecticut",null,"Hartford Bradley Intl AP"]
[6085,8.6410959999999992,60,51.7,"61-120","Connecticut",null,"Hartford Brainard Fd"]
[6088,10.266457999999998,0,50.7,"0-60","Connecticut",null,"Hartford Bradley Intl AP"]
[6089,8.9544139999999999,0,50.7,"0-60","Connecticut",null,"Hartford Bradley Intl AP"]
[6090,7.816643,0,50.7,"0-60","Connecticut",null,"Hartford Bradley Intl AP"]
[6091,6.1378269999999997,0,50.7,"0-60","Connecticut",null,"Hartford Bradley Intl AP"]
[6092,8.3275469999999991,0,50.7,"0-60","Connecticut",null,"Hartford Bradley Intl AP"]
[6093,9.9162160000000004,0,50.7,"0-60","Connecticut",null,"Hartford Bradley Intl AP"]
[6095,10.064474000000001,0,50.7,"0-60","Connecticut",null,"Hartford Bradley Intl AP"]
[6096,10.230402,0,50.7,"0-60","Connecticut",null,"Hartford Bradley Intl AP"]
[6098,5.6901580000000003,60,50.7,"61-120","Connecticut",null,"Hartford Bradley Intl AP"]
[6103,9.6968999999999994,0,51.7,"0-60","Connecticut",null,"Hartford Brainard Fd"]
[6105,9.7105820000000005,0,51.7,"0-60","Connecticut",null,"Hartford Brainard Fd"]
[6106,9.6376480000000004,0,51.7,"0-60","Connecticut",null,"Hartford Brainard Fd"]
[6107,9.5652609999999996,0,51.7,"0-60","Connecticut",null,"Hartford Brainard Fd"]
[6108,9.7658769999999997,0,51.7,"0-60","Connecticut",null,"Hartford Brainard Fd"]
[6109,9.4699290000000005,0,51.7,"0-60","Connecticut",null,"Hartford Brainard Fd"]
[6110,9.6029720000000012,0,51.7,"0-60","Connecticut",null,"Hartford Brainard Fd"]
[6111,9.5205540000000006,0,51.7,"0-60","Connecticut",null,"Hartford Brainard Fd"]
[6112,9.7841529999999999,0,51.7,"0-60","Connecticut",null,"Hartford Brainard Fd"]
[6114,9.6038179999999986,0,51.7,"0-60","Connecticut",null,"Hartford Brainard Fd"]
[6117,9.5722440000000013,0,51.7,"0-60","Connecticut",null,"Hartford Brainard Fd"]
[6118,9.6288049999999981,0,51.7,"0-60","Connecticut",null,"Hartford Brainard Fd"]
[6119,9.6814239999999998,0,51.7,"0-60","Connecticut",null,"Hartford Brainard Fd"]
[6120,9.7776539999999983,0,51.7,"0-60","Connecticut",null,"Hartford Brainard Fd"]
[6160,9.7776539999999983,0,51.7,"0-60","Connecticut",null,"Hartford Brainard Fd"]
[6226,7.5928410000000017,60,51.7,"61-120","Connecticut",null,"Hartford Brainard Fd"]
[6231,7.7205899999999987,0,51.7,"0-60","Connecticut",null,"Hartford Brainard Fd"]
[6232,7.5557040000000004,0,51.7,"0-60","Connecticut",null,"Hartford Brainard Fd"]
[6234,7.8121890000000009,60,48.7,"61-120","Rhode Island",null,"Pawtucket (AWOS)"]
[6235,7.3157439999999996,60,51.7,"61-120","Connecticut",null,"Hartford Brainard Fd"]
[6237,7.5943819999999986,0,51.7,"0-60","Connecticut",null,"Hartford Brainard Fd"]
[6238,7.5573019999999991,0,51.7,"0-60","Connecticut",null,"Hartford Brainard Fd"]
[6239,7.7788990000000009,60,48.7,"61-120","Rhode Island",null,"Pawtucket (AWOS)"]
[6241,7.7262820000000012,60,48.7,"61-120","Rhode Island",null,"Pawtucket (AWOS)"]
[6242,6.9394360000000006,60,46.4,"61-120","Massachusetts",null,"Worchester Regional Arpt"]
[6243,7.6309499999999986,60,48.7,"61-120","Rhode Island",null,"Pawtucket (AWOS)"]
[6247,7.4667739999999991,60,51.7,"61-120","Connecticut",null,"Hartford Brainard Fd"]
[6248,7.7161360000000014,0,51.7,"0-60","Connecticut",null,"Hartford Brainard Fd"]
[6249,7.6054000000000013,60,51.7,"61-120","Connecticut",null,"Hartford Brainard Fd"]
[6250,7.4280049999999989,60,51.7,"61-120","Connecticut",null,"Hartford Brainard Fd"]
[6254,7.783180999999999,60,50.8,"61-120","Connecticut",null,"Groton New London AP"]
[6255,7.5610579999999992,60,46.4,"61-120","Massachusetts",null,"Worchester Regional Arpt"]
[6256,7.5428210000000018,60,51.7,"61-120","Connecticut",null,"Hartford Brainard Fd"]
[6259,7.4588579999999993,60,48.7,"61-120","Rhode Island",null,"Pawtucket (AWOS)"]
[6260,7.7315269999999998,60,48.7,"61-120","Rhode Island",null,"Pawtucket (AWOS)"]
[6262,7.3770260000000007,60,46.4,"61-120","Massachusetts",null,"Worchester Regional Arpt"]
[6263,7.3770260000000007,60,48.7,"61-120","Rhode Island",null,"Pawtucket (AWOS)"]
[6264,7.6479610000000005,60,50.8,"61-120","Connecticut",null,"Groton New London AP"]
[6266,7.6469489999999993,60,50.8,"61-120","Connecticut",null,"Groton New London AP"]
[6268,7.3727370000000008,60,51.7,"61-120","Connecticut",null,"Hartford Brainard Fd"]
[6269,7.3103180000000005,60,51.7,"61-120","Connecticut",null,"Hartford Brainard Fd"]
[6277,7.601367999999999,0,48.7,"0-60","Rhode Island",null,"Pawtucket (AWOS)"]
[6278,6.925832999999999,60,50.7,"61-120","Connecticut",null,"Hartford Bradley Intl AP"]
[6279,7.038510999999998,60,50.7,"61-120","Connecticut",null,"Hartford Bradley Intl AP"]
[6280,7.6326809999999998,60,50.8,"61-120","Connecticut",null,"Groton New London AP"]
[6281,7.159535,60,46.4,"61-120","Massachusetts",null,"Worchester Regional Arpt"]
[6282,6.8595560000000013,60,46.4,"61-120","Massachusetts",null,"Worchester Regional Arpt"]
[6320,8.3899559999999997,0,50.8,"0-60","Connecticut",null,"Groton New London AP"]
[6330,7.8398580000000004,60,50.8,"61-120","Connecticut",null,"Groton New London AP"]
[6331,7.8279899999999998,60,50.8,"61-120","Connecticut",null,"Groton New London AP"]
[6332,7.8279899999999998,60,50.9,"61-120","Rhode Island",null,"Providence T F Green State Ar"]
[6333,8.2832600000000003,60,50.8,"61-120","Connecticut",null,"Groton New London AP"]
[6334,7.8700339999999986,60,50.8,"61-120","Connecticut",null,"Groton New London AP"]
[6335,8.3454959999999989,0,50.8,"0-60","Connecticut",null,"Groton New London AP"]
[6336,7.7029049999999994,60,50.8,"61-120","Connecticut",null,"Groton New London AP"]
[6339,8.3014690000000009,0,50.8,"0-60","Connecticut",null,"Groton New London AP"]
[6340,8.3897110000000019,0,50.8,"0-60","Connecticut",null,"Groton New London AP"]
[6350,8.3899559999999997,60,50.8,"61-120","Connecticut",null,"Groton New London AP"]
[6351,8.0063280000000017,60,50.8,"61-120","Connecticut",null,"Groton New London AP"]
[6353,8.2238410000000002,60,50.8,"61-120","Connecticut",null,"Groton New London AP"]
[6354,7.8276559999999993,60,50.9,"61-120","Rhode Island",null,"Providence T F Green State Ar"]
[6355,8.3469299999999986,0,50.8,"0-60","Connecticut",null,"Groton New London AP"]
[6357,8.5897989999999993,0,50.8,"0-60","Connecticut",null,"Groton New London AP"]
[6359,8.2703539999999993,0,50.8,"0-60","Connecticut",null,"Groton New London AP"]
[6360,8.0718429999999994,60,50.8,"61-120","Connecticut",null,"Groton New London AP"]
[6365,8.1471750000000007,60,50.8,"61-120","Connecticut",null,"Groton New London AP"]
[6370,8.086544,60,50.8,"61-120","Connecticut",null,"Groton New London AP"]
[6371,8.5779570000000014,60,50.8,"61-120","Connecticut",null,"Groton New London AP"]
[6373,8.5779570000000014,60,50.9,"61-120","Rhode Island",null,"Providence T F Green State Ar"]
[6374,7.963271999999999,60,50.9,"61-120","Rhode Island",null,"Providence T F Green State Ar"]
[6375,8.3715690000000009,0,50.8,"0-60","Connecticut",null,"Groton New London AP"]
[6376,8.3715690000000009,0,50.8,"0-60","Connecticut",null,"Groton New London AP"]
[6377,7.6718930000000007,60,50.9,"61-120","Rhode Island",null,"Providence T F Green State Ar"]
[6378,8.3407879999999999,0,50.8,"0-60","Connecticut",null,"Groton New London AP"]
[6379,8.3408949999999997,0,50.8,"0-60","Connecticut",null,"Groton New London AP"]
[6380,8.0733390000000007,60,50.8,"61-120","Connecticut",null,"Groton New London AP"]
[6382,8.2257470000000001,60,50.8,"61-120","Connecticut",null,"Groton New London AP"]
[6384,7.9372279999999975,60,50.8,"61-120","Connecticut",null,"Groton New London AP"]
[6385,8.321453,0,50.8,"0-60","Connecticut",null,"Groton New London AP"]
[6387,8.321453,60,50.9,"61-120","Rhode Island",null,"Providence T F Green State Ar"]
[6389,8.321453,60,50.8,"61-120","Connecticut",null,"Groton New London AP"]
[6390,8.321453,0,50.8,"0-60","Connecticut",null,"Groton New London AP"]
[6401,8.952119999999999,60,49,"61-120","Connecticut",null,"Oxford (AWOS)"]
[6403,8.4464880000000004,60,49,"61-120","Connecticut",null,"Oxford (AWOS)"]
[6405,9.8707459999999987,60,51.9,"61-120","Connecticut",null,"New Haven Tweed Airport"]
[6409,8.8193000000000001,60,50.8,"61-120","Connecticut",null,"Groton New London AP"]
[6410,8.9501290000000004,60,49,"61-120","Connecticut",null,"Oxford (AWOS)"]
[6412,8.6454210000000007,60,51.9,"61-120","Connecticut",null,"New Haven Tweed Airport"]
[6413,9.0914770000000011,60,51.9,"61-120","Connecticut",null,"New Haven Tweed Airport"]
[6414,9.0914770000000011,0,51.7,"0-60","Connecticut",null,"Hartford Brainard Fd"]
[6415,7.872026,0,51.7,"0-60","Connecticut",null,"Hartford Brainard Fd"]
[6416,9.1954449999999994,0,51.7,"0-60","Connecticut",null,"Hartford Brainard Fd"]
[6417,8.7801120000000008,60,50.8,"61-120","Connecticut",null,"Groton New London AP"]
[6418,8.9885730000000006,60,51.9,"61-120","Connecticut",null,"New Haven Tweed Airport"]
[6419,8.7731179999999984,60,51.9,"61-120","Connecticut",null,"New Haven Tweed Airport"]
[6420,7.9798460000000002,60,50.8,"61-120","Connecticut",null,"Groton New London AP"]
[6422,9.0098170000000017,60,51.9,"61-120","Connecticut",null,"New Haven Tweed Airport"]
[6423,8.3650260000000003,60,50.8,"61-120","Connecticut",null,"Groton New London AP"]
[6424,8.4130710000000004,0,51.7,"0-60","Connecticut",null,"Hartford Brainard Fd"]
[6426,8.7821839999999991,60,50.8,"61-120","Connecticut",null,"Groton New London AP"]
[6437,9.4062809999999999,60,51.9,"61-120","Connecticut",null,"New Haven Tweed Airport"]
[6438,8.5320260000000001,60,51.7,"61-120","Connecticut",null,"Hartford Brainard Fd"]
[6441,8.6087939999999996,60,51.7,"61-120","Connecticut",null,"Hartford Brainard Fd"]
[6442,8.8434360000000005,60,50.8,"61-120","Connecticut",null,"Groton New London AP"]
[6443,9.1314489999999999,60,51.9,"61-120","Connecticut",null,"New Haven Tweed Airport"]
[6444,9.1314489999999999,60,49,"61-120","Connecticut",null,"Oxford (AWOS)"]
[6447,8.0583189999999991,0,51.7,"0-60","Connecticut",null,"Hartford Brainard Fd"]
[6450,9.2701680000000017,60,51.7,"61-120","Connecticut",null,"Hartford Brainard Fd"]
[6451,9.1056950000000008,60,51.7,"61-120","Connecticut",null,"Hartford Brainard Fd"]
[6455,9.2089150000000011,60,51.7,"61-120","Connecticut",null,"Hartford Brainard Fd"]
[6456,9.2089150000000011,60,51.7,"61-120","Connecticut",null,"Hartford Brainard Fd"]
[6457,8.9994209999999999,60,51.7,"61-120","Connecticut",null,"Hartford Brainard Fd"]
[6460,9.6125679999999996,60,52,"61-120","Connecticut",null,"Bridgeport Sikorsky Memorial"]
[6461,9.5818070000000013,60,52,"61-120","Connecticut",null,"Bridgeport Sikorsky Memorial"]
[6467,9.5818070000000013,60,49,"61-120","Connecticut",null,"Oxford (AWOS)"]
[6468,8.0659919999999996,60,49,"61-120","Connecticut",null,"Oxford (AWOS)"]
[6469,8.3137650000000001,60,51.7,"61-120","Connecticut",null,"Hartford Brainard Fd"]
[6470,7.5785059999999991,60,49.9,"61-120","Connecticut",null,"Danbury Municipal"]
[6471,9.6319870000000005,60,51.9,"61-120","Connecticut",null,"New Haven Tweed Airport"]
[6472,9.4441590000000009,60,51.9,"61-120","Connecticut",null,"New Haven Tweed Airport"]
[6473,9.5286080000000002,60,51.9,"61-120","Connecticut",null,"New Haven Tweed Airport"]
[6475,8.8635979999999996,0,50.8,"0-60","Connecticut",null,"Groton New London AP"]
[6477,9.5563509999999994,60,51.9,"61-120","Connecticut",null,"New Haven Tweed Airport"]
[6478,8.143046,60,49,"61-120","Connecticut",null,"Oxford (AWOS)"]
[6479,8.6781570000000006,60,49,"61-120","Connecticut",null,"Oxford (AWOS)"]
[6480,8.8662529999999986,0,51.7,"0-60","Connecticut",null,"Hartford Brainard Fd"]
[6481,9.1681899999999992,60,51.7,"61-120","Connecticut",null,"Hartford Brainard Fd"]
[6482,7.8374539999999993,60,49,"61-120","Connecticut",null,"Oxford (AWOS)"]
[6483,8.6178770000000018,60,49,"61-120","Connecticut",null,"Oxford (AWOS)"]
[6484,8.7546929999999996,60,52,"61-120","Connecticut",null,"Bridgeport Sikorsky Memorial"]
[6488,7.6041539999999994,60,49,"61-120","Connecticut",null,"Oxford (AWOS)"]
[6489,8.7894419999999993,60,51.7,"61-120","Connecticut",null,"Hartford Brainard Fd"]
[6492,9.2597670000000001,60,51.9,"61-120","Connecticut",null,"New Haven Tweed Airport"]
[6498,8.9736709999999995,60,50.8,"61-120","Connecticut",null,"Groton New London AP"]
[6510,9.912706,60,51.9,"61-120","Connecticut",null,"New Haven Tweed Airport"]
[6511,9.8526150000000001,60,51.9,"61-120","Connecticut",null,"New Haven Tweed Airport"]
[6512,10.014226999999998,60,51.9,"61-120","Connecticut",null,"New Haven Tweed Airport"]
[6513,9.8326760000000011,60,51.9,"61-120","Connecticut",null,"New Haven Tweed Airport"]
[6514,9.4808319999999995,60,51.9,"61-120","Connecticut",null,"New Haven Tweed Airport"]
[6515,9.5829799999999992,60,51.9,"61-120","Connecticut",null,"New Haven Tweed Airport"]
[6516,9.9075150000000001,60,51.9,"61-120","Connecticut",null,"New Haven Tweed Airport"]
[6517,9.731577999999999,60,51.9,"61-120","Connecticut",null,"New Haven Tweed Airport"]
[6518,9.3027700000000006,60,51.9,"61-120","Connecticut",null,"New Haven Tweed Airport"]
[6519,9.9074980000000004,60,51.9,"61-120","Connecticut",null,"New Haven Tweed Airport"]
[6524,8.8997349999999997,60,49,"61-120","Connecticut",null,"Oxford (AWOS)"]
[6525,9.1966049999999999,60,51.9,"61-120","Connecticut",null,"New Haven Tweed Airport"]
[6604,8.0699339999999999,60,52,"61-120","Connecticut",null,"Bridgeport Sikorsky Memorial"]
[6605,8.0699339999999999,60,52,"61-120","Connecticut",null,"Bridgeport Sikorsky Memorial"]
[6606,8.0699339999999999,60,52,"61-120","Connecticut",null,"Bridgeport Sikorsky Memorial"]
[6607,9.0533709999999967,60,52,"61-120","Connecticut",null,"Bridgeport Sikorsky Memorial"]
[6608,8.0699339999999999,60,52,"61-120","Connecticut",null,"Bridgeport Sikorsky Memorial"]
[6610,8.7168069999999993,60,52,"61-120","Connecticut",null,"Bridgeport Sikorsky Memorial"]
[6611,8.318403,60,52,"61-120","Connecticut",null,"Bridgeport Sikorsky Memorial"]
[6612,7.7563949999999995,60,52,"61-120","Connecticut",null,"Bridgeport Sikorsky Memorial"]
[6614,9.4649479999999997,60,52,"61-120","Connecticut",null,"Bridgeport Sikorsky Memorial"]
[6615,9.5783030000000018,0,52,"0-60","Connecticut",null,"Bridgeport Sikorsky Memorial"]
[6702,7.9517420000000003,60,49,"61-120","Connecticut",null,"Oxford (AWOS)"]
[6704,7.8687680000000002,60,49,"61-120","Connecticut",null,"Oxford (AWOS)"]
[6705,8.2994669999999999,60,49,"61-120","Connecticut",null,"Oxford (AWOS)"]
[6706,8.1820519999999988,60,49,"61-120","Connecticut",null,"Oxford (AWOS)"]
[6708,7.8474379999999986,60,49,"61-120","Connecticut",null,"Oxford (AWOS)"]
[6710,7.8759420000000002,60,49,"61-120","Connecticut",null,"Oxford (AWOS)"]
[6712,8.6384370000000015,60,49,"61-120","Connecticut",null,"Oxford (AWOS)"]
[6716,8.2114720000000005,60,49,"61-120","Connecticut",null,"Oxford (AWOS)"]
[6750,5.9239750000000004,60,49,"61-120","Connecticut",null,"Oxford (AWOS)"]
[6751,6.6471490000000006,60,49,"61-120","Connecticut",null,"Oxford (AWOS)"]
[6752,7.2819699999999994,60,49,"61-120","Connecticut",null,"Oxford (AWOS)"]
[6754,5.7959050000000003,60,49,"61-120","Connecticut",null,"Oxford (AWOS)"]
[6755,6.6056010000000001,60,49.9,"61-120","Connecticut",null,"Danbury Municipal"]
[6756,5.3739609999999995,60,49,"61-120","Connecticut",null,"Oxford (AWOS)"]
[6757,6.1199349999999999,60,50.5,"61-120","New York",null,"Poughkeepsie Dutchess Co AP"]
[6758,6.2407659999999998,60,49,"61-120","Connecticut",null,"Oxford (AWOS)"]
[6759,5.9659330000000006,60,49,"61-120","Connecticut",null,"Oxford (AWOS)"]
[6762,7.7158120000000006,60,49,"61-120","Connecticut",null,"Oxford (AWOS)"]
[6763,6.2953860000000006,60,49,"61-120","Connecticut",null,"Oxford (AWOS)"]
[6770,8.2340440000000008,60,49,"61-120","Connecticut",null,"Oxford (AWOS)"]
[6776,6.9377240000000029,60,49.9,"61-120","Connecticut",null,"Danbury Municipal"]
[6777,6.1844250000000001,60,49,"61-120","Connecticut",null,"Oxford (AWOS)"]
[6778,6.6377760000000006,60,49,"61-120","Connecticut",null,"Oxford (AWOS)"]
[6779,7.5295119999999995,60,49,"61-120","Connecticut",null,"Oxford (AWOS)"]
[6782,7.3969100000000001,60,49,"61-120","Connecticut",null,"Oxford (AWOS)"]
[6783,7.1570129999999992,60,49,"61-120","Connecticut",null,"Oxford (AWOS)"]
[6784,6.9211389999999993,60,49.9,"61-120","Connecticut",null,"Danbury Municipal"]
[6785,6.2596419999999995,60,49,"61-120","Connecticut",null,"Oxford (AWOS)"]
[6786,7.6232969999999991,60,49,"61-120","Connecticut",null,"Oxford (AWOS)"]
[6787,7.020696,60,49,"61-120","Connecticut",null,"Oxford (AWOS)"]
[6790,5.9365520000000007,60,50.7,"61-120","Connecticut",null,"Hartford Bradley Intl AP"]
[6791,6.7583499999999992,60,49,"61-120","Connecticut",null,"Oxford (AWOS)"]
[6793,6.6089640000000003,60,49,"61-120","Connecticut",null,"Oxford (AWOS)"]
[6794,6.4766370000000002,60,49,"61-120","Connecticut",null,"Oxford (AWOS)"]
[6795,7.1756539999999998,60,49,"61-120","Connecticut",null,"Oxford (AWOS)"]
[6796,5.473789,60,49,"61-120","Connecticut",null,"Oxford (AWOS)"]
[6798,7.223285999999999,60,49,"61-120","Connecticut",null,"Oxford (AWOS)"]
[6801,7.2950700000000008,60,49.9,"61-120","Connecticut",null,"Danbury Municipal"]
[6804,7.3287279999999999,60,49.9,"61-120","Connecticut",null,"Danbury Municipal"]
[6807,7.511747999999999,0,50.9,"0-60","New York",null,"White Plains Westchester Co A"]
[6810,7.1894179999999999,60,49.9,"61-120","Connecticut",null,"Danbury Municipal"]
[6811,7.2530260000000002,60,49.9,"61-120","Connecticut",null,"Danbury Municipal"]
[6812,7.1617569999999997,60,49.9,"61-120","Connecticut",null,"Danbury Municipal"]
[6820,7.4646539999999977,0,50.9,"0-60","New York",null,"White Plains Westchester Co A"]
[6824,8.0105579999999996,60,52,"61-120","Connecticut",null,"Bridgeport Sikorsky Memorial"]
[6825,8.0699339999999999,60,52,"61-120","Connecticut",null,"Bridgeport Sikorsky Memorial"]
[6830,7.9284849999999993,0,50.9,"0-60","New York",null,"White Plains Westchester Co A"]
[6831,7.8904689999999995,0,50.9,"0-60","New York",null,"White Plains Westchester Co A"]
[6840,7.1236109999999986,60,50.9,"61-120","New York",null,"White Plains Westchester Co A"]
[6850,7.3399100000000006,60,50.9,"61-120","New York",null,"White Plains Westchester Co A"]
[6851,7.5182900000000004,60,52,"61-120","Connecticut",null,"Bridgeport Sikorsky Memorial"]
[6853,7.6079150000000002,0,50.9,"0-60","New York",null,"White Plains Westchester Co A"]
[6854,7.5076209999999994,0,50.9,"0-60","New York",null,"White Plains Westchester Co A"]
[6855,7.5898719999999997,60,52,"61-120","Connecticut",null,"Bridgeport Sikorsky Memorial"]
[6856,7.5898719999999997,60,50.9,"61-120","New York",null,"White Plains Westchester Co A"]
[6870,7.8205390000000001,0,50.9,"0-60","New York",null,"White Plains Westchester Co A"]
[6877,6.9758250000000004,60,49.9,"61-120","Connecticut",null,"Danbury Municipal"]
[6878,7.7980689999999981,0,50.9,"0-60","New York",null,"White Plains Westchester Co A"]
[6880,7.424766,60,52,"61-120","Connecticut",null,"Bridgeport Sikorsky Memorial"]
[6883,6.9586700000000006,60,49.9,"61-120","Connecticut",null,"Danbury Municipal"]
[6890,8.0699339999999999,60,52,"61-120","Connecticut",null,"Bridgeport Sikorsky Memorial"]
[6896,7.1942840000000006,60,49.9,"61-120","Connecticut",null,"Danbury Municipal"]
[6897,6.9817529999999994,60,49.9,"61-120","Connecticut",null,"Danbury Municipal"]
[6901,7.6063280000000013,0,50.9,"0-60","New York",null,"White Plains Westchester Co A"]
[6902,7.4938379999999984,0,50.9,"0-60","New York",null,"White Plains Westchester Co A"]
[6903,7.126817,60,50.9,"61-120","New York",null,"White Plains Westchester Co A"]
[6905,7.3042810000000005,0,50.9,"0-60","New York",null,"White Plains Westchester Co A"]
[6906,7.4400149999999989,0,50.9,"0-60","New York",null,"White Plains Westchester Co A"]
[6907,7.2830979999999998,60,50.9,"61-120","New York",null,"White Plains Westchester Co A"]
[7001,11.242167,60,54.5,"61-120","New Jersey",null,"Newark International Arpt"]
[7002,12.336967,60,54.5,"61-120","New Jersey",null,"Newark International Arpt"]
[7003,11.202501,60,53.1,"61-120","New Jersey",null,"Caldwell/Essex Co."]
[7004,9.0657139999999998,60,53.1,"61-120","New Jersey",null,"Caldwell/Essex Co."]
[7005,6.7150750000000006,60,53.1,"61-120","New Jersey",null,"Caldwell/Essex Co."]
[7006,9.7050409999999996,60,53.1,"61-120","New Jersey",null,"Caldwell/Essex Co."]
[7008,11.616654,60,54.5,"61-120","New Jersey",null,"Newark International Arpt"]
[7009,10.401606999999998,60,53.1,"61-120","New Jersey",null,"Caldwell/Essex Co."]
[7010,12.431732,60,54.5,"61-120","New York",null,"New York Central Prk Obs Belv"]
[7011,11.198222000000001,60,53.8,"61-120","New Jersey",null,"Teterboro Airport"]
[7012,11.232742000000002,60,53.8,"61-120","New Jersey",null,"Teterboro Airport"]
[7013,10.936431000000001,60,53.1,"61-120","New Jersey",null,"Caldwell/Essex Co."]
[7014,11.653548000000001,60,53.8,"61-120","New Jersey",null,"Teterboro Airport"]
[7016,10.589686,60,54.5,"61-120","New Jersey",null,"Newark International Arpt"]
[7017,11.313388,60,54.5,"61-120","New Jersey",null,"Newark International Arpt"]
[7018,11.297234999999999,60,54.5,"61-120","New Jersey",null,"Newark International Arpt"]
[7020,12.458817999999999,60,54.5,"61-120","New York",null,"New York Central Prk Obs Belv"]
[7021,9.9752930000000006,60,53.1,"61-120","New Jersey",null,"Caldwell/Essex Co."]
[7022,12.471430999999999,60,54.5,"61-120","New York",null,"New York Central Prk Obs Belv"]
[7023,9.6618509999999986,60,54.5,"61-120","New Jersey",null,"Newark International Arpt"]
[7024,12.268077999999999,60,53.8,"61-120","New Jersey",null,"Teterboro Airport"]
[7026,11.644034999999999,60,53.8,"61-120","New Jersey",null,"Teterboro Airport"]
[7027,10.387573999999999,60,54.5,"61-120","New Jersey",null,"Newark International Arpt"]
[7028,11.048349999999999,60,53.1,"61-120","New Jersey",null,"Caldwell/Essex Co."]
[7029,12.085699000000002,60,54.5,"61-120","New Jersey",null,"Newark International Arpt"]
[7030,12.907408000000002,60,54.5,"61-120","New York",null,"New York Central Prk Obs Belv"]
[7031,12.106399000000003,60,53.8,"61-120","New Jersey",null,"Teterboro Airport"]
[7032,12.386467,60,54.5,"61-120","New Jersey",null,"Newark International Arpt"]
[7033,10.705501,60,54.5,"61-120","New Jersey",null,"Newark International Arpt"]
[7034,7.7694960000000002,60,53.1,"61-120","New Jersey",null,"Caldwell/Essex Co."]
[7035,8.6361160000000012,60,53.1,"61-120","New Jersey",null,"Caldwell/Essex Co."]
[7036,11.434938999999998,60,54.5,"61-120","New Jersey",null,"Newark International Arpt"]
[7039,9.632121999999999,60,53.1,"61-120","New Jersey",null,"Caldwell/Essex Co."]
[7040,10.784519000000001,60,54.5,"61-120","New Jersey",null,"Newark International Arpt"]
[7041,10.426912999999999,60,54.5,"61-120","New Jersey",null,"Newark International Arpt"]
[7042,10.861073999999999,60,53.1,"61-120","New Jersey",null,"Caldwell/Essex Co."]
[7043,10.804601999999999,60,53.1,"61-120","New Jersey",null,"Caldwell/Essex Co."]
[7044,10.424550999999999,60,53.1,"61-120","New Jersey",null,"Caldwell/Essex Co."]
[7045,7.6691649999999996,60,53.1,"61-120","New Jersey",null,"Caldwell/Essex Co."]
[7046,6.8502729999999996,60,53.1,"61-120","New Jersey",null,"Caldwell/Essex Co."]
[7047,12.624563999999999,60,54.5,"61-120","New York",null,"New York Central Prk Obs Belv"]
[7050,11.028903999999999,60,54.5,"61-120","New Jersey",null,"Newark International Arpt"]
[7052,10.516339,60,53.1,"61-120","New Jersey",null,"Caldwell/Essex Co."]
[7054,7.790194999999998,60,53.1,"61-120","New Jersey",null,"Caldwell/Essex Co."]
[7055,11.534457,60,53.8,"61-120","New Jersey",null,"Teterboro Airport"]
[7057,11.876916,60,53.8,"61-120","New Jersey",null,"Teterboro Airport"]
[7058,8.5932759999999995,60,53.1,"61-120","New Jersey",null,"Caldwell/Essex Co."]
[7059,8.7836490000000005,60,54.5,"61-120","New Jersey",null,"Newark International Arpt"]
[7060,9.4071129999999989,60,54.5,"61-120","New Jersey",null,"Newark International Arpt"]
[7062,9.4947239999999997,60,54.5,"61-120","New Jersey",null,"Newark International Arpt"]
[7063,9.3054949999999987,60,54.5,"61-120","New Jersey",null,"Newark International Arpt"]
[7064,11.473828000000001,60,54.5,"61-120","New Jersey",null,"Newark International Arpt"]
[7065,11.034680999999999,60,54.5,"61-120","New Jersey",null,"Newark International Arpt"]
[7066,10.605593000000001,60,54.5,"61-120","New Jersey",null,"Newark International Arpt"]
[7067,10.666929999999999,60,54.5,"61-120","New Jersey",null,"Newark International Arpt"]
[7068,9.5583670000000005,60,53.1,"61-120","New Jersey",null,"Caldwell/Essex Co."]
[7069,9.1834890000000016,60,54.5,"61-120","New Jersey",null,"Newark International Arpt"]
[7070,12.026482999999999,60,53.8,"61-120","New Jersey",null,"Teterboro Airport"]
[7071,12.233300999999997,60,53.8,"61-120","New Jersey",null,"Teterboro Airport"]
[7072,12.360109000000001,60,53.8,"61-120","New Jersey",null,"Teterboro Airport"]
[7073,12.34957,60,53.8,"61-120","New Jersey",null,"Teterboro Airport"]
[7074,12.290987000000001,60,53.8,"61-120","New Jersey",null,"Teterboro Airport"]
[7075,12.108758999999999,60,53.8,"61-120","New Jersey",null,"Teterboro Airport"]
[7076,9.8453490000000006,60,54.5,"61-120","New Jersey",null,"Newark International Arpt"]
[7077,11.32077,60,54.5,"61-120","New Jersey",null,"Newark International Arpt"]
[7078,9.9745069999999991,60,54.5,"61-120","New Jersey",null,"Newark International Arpt"]
[7079,10.892882999999999,60,54.5,"61-120","New Jersey",null,"Newark International Arpt"]
[7080,9.5927209999999992,60,54.5,"61-120","New Jersey",null,"Newark International Arpt"]
[7081,10.202392,60,54.5,"61-120","New Jersey",null,"Newark International Arpt"]
[7082,7.9108499999999999,60,53.1,"61-120","New Jersey",null,"Caldwell/Essex Co."]
[7083,10.92887,60,54.5,"61-120","New Jersey",null,"Newark International Arpt"]
[7086,12.800807000000001,60,54.5,"61-120","New York",null,"New York Central Prk Obs Belv"]
[7087,12.81358,60,54.5,"61-120","New York",null,"New York Central Prk Obs Belv"]
[7088,10.708526999999998,60,54.5,"61-120","New Jersey",null,"Newark International Arpt"]
[7090,10.130932,60,54.5,"61-120","New Jersey",null,"Newark International Arpt"]
[7092,9.8346230000000006,60,54.5,"61-120","New Jersey",null,"Newark International Arpt"]
[7093,12.677160999999998,60,54.5,"61-120","New York",null,"New York Central Prk Obs Belv"]
[7094,12.675597999999999,60,53.8,"61-120","New Jersey",null,"Teterboro Airport"]
[7095,10.946097,60,54.5,"61-120","New Jersey",null,"Newark International Arpt"]
[7102,11.861583999999999,60,54.5,"61-120","New Jersey",null,"Newark International Arpt"]
[7103,11.628359,60,54.5,"61-120","New Jersey",null,"Newark International Arpt"]
[7104,11.781398999999999,60,54.5,"61-120","New Jersey",null,"Newark International Arpt"]
[7105,12.201184000000003,60,54.5,"61-120","New Jersey",null,"Newark International Arpt"]
[7106,11.253488000000001,60,54.5,"61-120","New Jersey",null,"Newark International Arpt"]
[7107,11.605055,60,54.5,"61-120","New Jersey",null,"Newark International Arpt"]
[7108,11.605969999999997,60,54.5,"61-120","New Jersey",null,"Newark International Arpt"]
[7109,11.637369,60,53.8,"61-120","New Jersey",null,"Teterboro Airport"]
[7110,11.499435999999999,60,53.8,"61-120","New Jersey",null,"Teterboro Airport"]
[7111,11.279159,60,54.5,"61-120","New Jersey",null,"Newark International Arpt"]
[7112,11.511206999999999,60,54.5,"61-120","New Jersey",null,"Newark International Arpt"]
[7114,11.902234999999999,60,54.5,"61-120","New Jersey",null,"Newark International Arpt"]
[7201,11.828040999999999,60,54.5,"61-120","New Jersey",null,"Newark International Arpt"]
[7202,11.560805999999999,60,54.5,"61-120","New Jersey",null,"Newark International Arpt"]
[7203,11.17488,60,54.5,"61-120","New Jersey",null,"Newark International Arpt"]
[7204,11.024090000000001,60,54.5,"61-120","New Jersey",null,"Newark International Arpt"]
[7205,11.366965,60,54.5,"61-120","New Jersey",null,"Newark International Arpt"]
[7206,11.743320000000002,60,54.5,"61-120","New Jersey",null,"Newark International Arpt"]
[7208,11.472205999999998,60,54.5,"61-120","New Jersey",null,"Newark International Arpt"]
[7302,12.792854999999999,60,54.5,"61-120","New York",null,"New York Central Prk Obs Belv"]
[7304,12.745899999999999,60,54.5,"61-120","New Jersey",null,"Newark International Arpt"]
[7305,12.632506000000001,60,54.5,"61-120","New Jersey",null,"Newark International Arpt"]
[7306,12.850638999999997,60,54.5,"61-120","New York",null,"New York Central Prk Obs Belv"]
[7307,12.877785999999999,60,54.5,"61-120","New York",null,"New York Central Prk Obs Belv"]
[7310,12.847657000000002,60,54.5,"61-120","New York",null,"New York Central Prk Obs Belv"]
[7311,12.847657000000002,60,54.5,"61-120","New York",null,"New York Central Prk Obs Belv"]
[7401,9.7418949999999978,60,53.8,"61-120","New Jersey",null,"Teterboro Airport"]
[7403,7.1408619999999985,60,53.1,"61-120","New Jersey",null,"Caldwell/Essex Co."]
[7405,6.7263719999999996,60,53.1,"61-120","New Jersey",null,"Caldwell/Essex Co."]
[7407,11.340063999999998,60,53.8,"61-120","New Jersey",null,"Teterboro Airport"]
[7410,11.067876,60,53.8,"61-120","New Jersey",null,"Teterboro Airport"]
[7416,6.2915089999999996,60,53.1,"61-120","New Jersey",null,"Caldwell/Essex Co."]
[7417,9.2539650000000009,60,53.1,"61-120","New Jersey",null,"Caldwell/Essex Co."]
[7418,7.3581319999999995,60,50.4,"61-120","New York",null,"Stewart Field"]
[7419,6.5270449999999993,60,53.1,"61-120","New Jersey",null,"Caldwell/Essex Co."]
[7420,7.6916519999999995,60,53.1,"61-120","New Jersey",null,"Caldwell/Essex Co."]
[7421,6.8768080000000005,60,53.1,"61-120","New Jersey",null,"Caldwell/Essex Co."]
[7422,6.6300819999999989,60,53.1,"61-120","New Jersey",null,"Caldwell/Essex Co."]
[7423,10.509719,60,53.8,"61-120","New Jersey",null,"Teterboro Airport"]
[7424,10.451485,60,53.1,"61-120","New Jersey",null,"Caldwell/Essex Co."]
[7430,8.7333470000000002,60,53.1,"61-120","New Jersey",null,"Caldwell/Essex Co."]
[7432,10.112636,60,53.8,"61-120","New Jersey",null,"Teterboro Airport"]
[7435,5.9248719999999997,60,53.1,"61-120","New Jersey",null,"Caldwell/Essex Co."]
[7436,8.6714629999999993,60,53.1,"61-120","New Jersey",null,"Caldwell/Essex Co."]
[7438,5.9293009999999997,60,53.1,"61-120","New Jersey",null,"Caldwell/Essex Co."]
[7439,6.104222,60,53.1,"61-120","New Jersey",null,"Caldwell/Essex Co."]
[7440,8.602962999999999,60,53.1,"61-120","New Jersey",null,"Caldwell/Essex Co."]
[7442,8.2234970000000001,60,53.1,"61-120","New Jersey",null,"Caldwell/Essex Co."]
[7444,8.183215999999998,60,53.1,"61-120","New Jersey",null,"Caldwell/Essex Co."]
[7446,9.3306590000000007,60,53.1,"61-120","New Jersey",null,"Caldwell/Essex Co."]
[7450,10.567895,60,53.8,"61-120","New Jersey",null,"Teterboro Airport"]
[7452,10.681725,60,53.8,"61-120","New Jersey",null,"Teterboro Airport"]
[7456,7.6174519999999992,60,53.1,"61-120","New Jersey",null,"Caldwell/Essex Co."]
[7457,7.8601519999999994,60,53.1,"61-120","New Jersey",null,"Caldwell/Essex Co."]
[7458,9.9466140000000003,60,53.8,"61-120","New Jersey",null,"Teterboro Airport"]
[7460,6.1334180000000007,60,53.1,"61-120","New Jersey",null,"Caldwell/Essex Co."]
[7461,7.1912029999999998,60,53.1,"61-120","New Jersey",null,"Caldwell/Essex Co."]
[7462,6.7746519999999988,60,53.1,"61-120","New Jersey",null,"Caldwell/Essex Co."]
[7463,10.056139999999999,60,53.8,"61-120","New Jersey",null,"Teterboro Airport"]
[7465,7.7565090000000012,60,53.1,"61-120","New Jersey",null,"Caldwell/Essex Co."]
[7470,9.3684520000000013,60,53.1,"61-120","New Jersey",null,"Caldwell/Essex Co."]
[7480,6.3328269999999991,60,53.1,"61-120","New Jersey",null,"Caldwell/Essex Co."]
[7481,9.7752379999999981,60,53.1,"61-120","New Jersey",null,"Caldwell/Essex Co."]
[7495,9.7752379999999981,60,53.1,"61-120","New Jersey",null,"Caldwell/Essex Co."]
[7501,10.645894999999999,60,53.1,"61-120","New Jersey",null,"Caldwell/Essex Co."]
[7502,10.369334,60,53.1,"61-120","New Jersey",null,"Caldwell/Essex Co."]
[7503,10.963804,60,53.8,"61-120","New Jersey",null,"Teterboro Airport"]
[7504,11.037804999999999,60,53.8,"61-120","New Jersey",null,"Teterboro Airport"]
[7505,10.686050000000002,60,53.1,"61-120","New Jersey",null,"Caldwell/Essex Co."]
[7506,10.341914000000003,60,53.1,"61-120","New Jersey",null,"Caldwell/Essex Co."]
[7508,9.9612069999999981,60,53.1,"61-120","New Jersey",null,"Caldwell/Essex Co."]
[7512,10.109906000000001,60,53.1,"61-120","New Jersey",null,"Caldwell/Essex Co."]
[7513,10.974714000000001,60,53.8,"61-120","New Jersey",null,"Teterboro Airport"]
[7514,10.844905999999998,60,53.8,"61-120","New Jersey",null,"Teterboro Airport"]
[7522,10.446466999999998,60,53.1,"61-120","New Jersey",null,"Caldwell/Essex Co."]
[7524,10.627795000000001,60,53.8,"61-120","New Jersey",null,"Teterboro Airport"]
[7601,11.945254,60,53.8,"61-120","New Jersey",null,"Teterboro Airport"]
[7603,12.047167,60,53.8,"61-120","New Jersey",null,"Teterboro Airport"]
[7604,12.111578000000002,60,53.8,"61-120","New Jersey",null,"Teterboro Airport"]
[7605,12.150103000000001,60,53.8,"61-120","New Jersey",null,"Teterboro Airport"]
[7606,12.110301,60,53.8,"61-120","New Jersey",null,"Teterboro Airport"]
[7607,11.838206999999999,60,53.8,"61-120","New Jersey",null,"Teterboro Airport"]
[7608,12.192052,60,53.8,"61-120","New Jersey",null,"Teterboro Airport"]
[7620,11.38532,60,53.8,"61-120","New Jersey",null,"Teterboro Airport"]
[7621,11.698540999999999,60,53.8,"61-120","New Jersey",null,"Teterboro Airport"]
[7624,11.256564999999998,60,53.8,"61-120","New Jersey",null,"Teterboro Airport"]
[7626,11.561964,60,53.8,"61-120","New Jersey",null,"Teterboro Airport"]
[7627,11.420666999999998,60,53.8,"61-120","New Jersey",null,"Teterboro Airport"]
[7628,11.485400000000002,60,53.8,"61-120","New Jersey",null,"Teterboro Airport"]
[7630,11.119864,60,53.8,"61-120","New Jersey",null,"Teterboro Airport"]
[7631,11.969568000000002,60,53.8,"61-120","New Jersey",null,"Teterboro Airport"]
[7632,12.030854,60,53.8,"61-120","New Jersey",null,"Teterboro Airport"]
[7640,11.039474,60,53.8,"61-120","New Jersey",null,"Teterboro Airport"]
[7641,11.292424,60,53.8,"61-120","New Jersey",null,"Teterboro Airport"]
[7642,10.684875,60,53.8,"61-120","New Jersey",null,"Teterboro Airport"]
[7643,12.251649,60,53.8,"61-120","New Jersey",null,"Teterboro Airport"]
[7644,11.952399,60,53.8,"61-120","New Jersey",null,"Teterboro Airport"]
[7645,10.131255999999999,60,53.8,"61-120","New Jersey",null,"Teterboro Airport"]
[7646,11.587581000000002,60,53.8,"61-120","New Jersey",null,"Teterboro Airport"]
[7647,10.969420000000001,60,53.8,"61-120","New Jersey",null,"Teterboro Airport"]
[7648,11.087173,60,53.8,"61-120","New Jersey",null,"Teterboro Airport"]
[7649,11.313045000000001,60,53.8,"61-120","New Jersey",null,"Teterboro Airport"]
[7650,12.270699,60,53.8,"61-120","New Jersey",null,"Teterboro Airport"]
[7652,11.371613,60,53.8,"61-120","New Jersey",null,"Teterboro Airport"]
[7656,10.363613000000001,60,53.8,"61-120","New Jersey",null,"Teterboro Airport"]
[7657,12.360832,60,53.8,"61-120","New Jersey",null,"Teterboro Airport"]
[7660,12.194846,60,53.8,"61-120","New Jersey",null,"Teterboro Airport"]
[7661,11.629898000000001,60,53.8,"61-120","New Jersey",null,"Teterboro Airport"]
[7662,11.770313999999999,60,53.8,"61-120","New Jersey",null,"Teterboro Airport"]
[7663,11.629174000000001,60,53.8,"61-120","New Jersey",null,"Teterboro Airport"]
[7666,11.963076000000001,60,53.8,"61-120","New Jersey",null,"Teterboro Airport"]
[7670,11.763121,60,53.8,"61-120","New Jersey",null,"Teterboro Airport"]
[7675,10.789896000000001,60,53.8,"61-120","New Jersey",null,"Teterboro Airport"]
[7676,10.860079000000001,60,53.8,"61-120","New Jersey",null,"Teterboro Airport"]
[7677,10.428650000000001,60,53.8,"61-120","New Jersey",null,"Teterboro Airport"]
[7701,10.534561,0,53,"0-60","New Jersey",null,"Belmar Asc"]
[7702,10.078989,0,53,"0-60","New Jersey",null,"Belmar Asc"]
[7703,10.070209,0,53,"0-60","New Jersey",null,"Belmar Asc"]
[7704,10.719234,0,53,"0-60","New Jersey",null,"Belmar Asc"]
[7711,10.02289,0,53,"0-60","New Jersey",null,"Belmar Asc"]
[7712,10.033355999999999,0,53,"0-60","New Jersey",null,"Belmar Asc"]
[7716,10.719234,0,53,"0-60","New Jersey",null,"Belmar Asc"]
[7717,10.02289,0,53,"0-60","New Jersey",null,"Belmar Asc"]
[7718,10.753102,60,53,"61-120","New Jersey",null,"Belmar Asc"]
[7719,10.124356000000001,0,53,"0-60","New Jersey",null,"Belmar Asc"]
[7720,10.02289,0,53,"0-60","New Jersey",null,"Belmar Asc"]
[7721,10.72911,60,54.5,"61-120","New Jersey",null,"Newark International Arpt"]
[7722,10.275342999999999,60,53,"61-120","New Jersey",null,"Belmar Asc"]
[7723,10.02289,0,53,"0-60","New Jersey",null,"Belmar Asc"]
[7724,10.133486,0,53,"0-60","New Jersey",null,"Belmar Asc"]
[7726,10.046904,60,53,"61-120","New Jersey",null,"Belmar Asc"]
[7727,10.231058000000001,0,53,"0-60","New Jersey",null,"Belmar Asc"]
[7728,10.254568999999998,0,53,"0-60","New Jersey",null,"Belmar Asc"]
[7730,10.710133000000001,60,53,"61-120","New Jersey",null,"Belmar Asc"]
[7731,10.373473000000001,0,53,"0-60","New Jersey",null,"Belmar Asc"]
[7756,10.02289,0,53,"0-60","New Jersey",null,"Belmar Asc"]
[7828,6.0828099999999994,60,53.1,"61-120","New Jersey",null,"Caldwell/Essex Co."]
[7852,5.9765490000000003,60,53.1,"61-120","New Jersey",null,"Caldwell/Essex Co."]
[7881,6.0966010000000015,60,53.1,"61-120","New Jersey",null,"Caldwell/Essex Co."]
[7934,7.1218300000000001,60,53.1,"61-120","New Jersey",null,"Caldwell/Essex Co."]
[7981,7.953972000000002,60,53.1,"61-120","New Jersey",null,"Caldwell/Essex Co."]
[8016,10.644679,60,55.3,"61-120","Pennsylvania",null,"Philadelphia Ne Philadelphia"]
[8037,10.343204,0,53.7,"0-60","New Jersey",null,"Atlantic City Intl AP"]
[8055,9.7061980000000005,0,54.2,"0-60","New Jersey",null,"McGuire AFB"]
[8071,10.555442999999999,60,54.9,"61-120","Pennsylvania",null,"Philadelphia International AP"]
[8089,9.7833860000000019,0,53.7,"0-60","New Jersey",null,"Atlantic City Intl AP"]
[8107,10.423224999999999,0,54.9,"0-60","Pennsylvania",null,"Philadelphia International AP"]
[8224,11.95974,0,53.7,"0-60","New Jersey",null,"Atlantic City Intl AP"]
[8270,11.870715000000001,0,55.1,"0-60","New Jersey",null,"Millville Municipal AP"]
[8326,10.807568,60,55.1,"61-120","New Jersey",null,"Millville Municipal AP"]
[8353,11.656388,60,55.1,"61-120","New Jersey",null,"Millville Municipal AP"]
[8518,10.820178,60,54.6,"61-120","New Jersey",null,"Trenton Mercer County AP"]
[8554,10.958887000000001,60,54.6,"61-120","New Jersey",null,"Trenton Mercer County AP"]
[8638,10.678643000000001,60,54.6,"61-120","New Jersey",null,"Trenton Mercer County AP"]
[8733,10.658110000000001,0,54.2,"0-60","New Jersey",null,"McGuire AFB"]
[8801,7.6860050000000006,60,54.6,"61-120","New Jersey",null,"Trenton Mercer County AP"]
[8824,9.3575459999999993,60,54.6,"61-120","New Jersey",null,"Trenton Mercer County AP"]
[8846,9.2385729999999988,60,54.5,"61-120","New Jersey",null,"Newark International Arpt"]
[8876,8.6834710000000008,60,54.6,"61-120","New Jersey",null,"Trenton Mercer County AP"]
[10004,12.680667999999997,0,54.5,"0-60","New York",null,"New York Central Prk Obs Belv"]
[10013,12.802838999999999,60,54.5,"61-120","New York",null,"New York Central Prk Obs Belv"]
[10038,12.762632,0,54.5,"0-60","New York",null,"New York Central Prk Obs Belv"]
[10153,12.748473999999998,60,54.5,"61-120","New York",null,"New York Central Prk Obs Belv"]
[10279,12.748473999999998,0,54.5,"0-60","New York",null,"New York Central Prk Obs Belv"]
[10314,11.873802999999999,60,54.5,"61-120","New Jersey",null,"Newark International Arpt"]
[10465,12.077686000000002,0,56.5,"0-60","New York",null,"New York Laguardia Arpt"]
[10506,7.3049400000000002,60,50.9,"61-120","New York",null,"White Plains Westchester Co A"]
[10526,7.2595470000000013,60,49.9,"61-120","Connecticut",null,"Danbury Municipal"]
[10548,9.3053089999999994,60,50.9,"61-120","New York",null,"White Plains Westchester Co A"]
[10583,10.205697000000001,60,50.9,"61-120","New York",null,"White Plains Westchester Co A"]
[10607,9.6993629999999982,60,50.9,"61-120","New York",null,"White Plains Westchester Co A"]
[10701,11.363177999999998,60,56.5,"61-120","New York",null,"New York Laguardia Arpt"]
[10911,8.7557950000000009,60,50.4,"61-120","New York",null,"Stewart Field"]
[10927,9.350897999999999,60,50.9,"61-120","New York",null,"White Plains Westchester Co A"]
[10963,7.0554959999999998,0,46.9,"0-60","New York",null,"Monticello (AWOS)"]
[10985,7.9619420000000014,0,50.4,"0-60","New York",null,"Stewart Field"]
[11020,11.805138999999999,0,56.5,"0-60","New York",null,"New York Laguardia Arpt"]
[11109,12.912210000000002,0,54.5,"0-60","New York",null,"New York Central Prk Obs Belv"]
[11216,12.608494999999998,0,54.5,"0-60","New York",null,"New York Central Prk Obs Belv"]
[11233,12.590575000000001,0,56.5,"0-60","New York",null,"New York Laguardia Arpt"]
[11361,12.386013999999999,0,56.5,"0-60","New York",null,"New York Laguardia Arpt"]
[11377,12.911247000000001,0,56.5,"0-60","New York",null,"New York Laguardia Arpt"]
[11423,12.380423,0,54.6,"0-60","New York",null,"New York J F Kennedy Int'l Ar"]
[11507,11.079966000000001,0,54.6,"0-60","New York",null,"New York J F Kennedy Int'l Ar"]
[11554,10.389793999999998,0,54.4,"0-60","New York",null,"Republic"]
[11576,10.785550000000001,0,56.5,"0-60","New York",null,"New York Laguardia Arpt"]
[11715,9.4026350000000019,0,54,"0-60","New York",null,"Islip Long Isl MacArthur AP"]
[11725,9.0237489999999987,0,54,"0-60","New York",null,"Islip Long Isl MacArthur AP"]
[11746,9.0566180000000003,0,54.4,"0-60","New York",null,"Republic"]
[11767,9.1915479999999992,0,54,"0-60","New York",null,"Islip Long Isl MacArthur AP"]
[11787,9.0855709999999998,0,54,"0-60","New York",null,"Islip Long Isl MacArthur AP"]
[11901,9.8607820000000004,0,51.6,"0-60","New York",null,"Westhampton Gabreski AP"]
[11949,9.8512820000000012,0,51.6,"0-60","New York",null,"Westhampton Gabreski AP"]
[11964,8.9060570000000006,0,51.6,"0-60","New York",null,"Westhampton Gabreski AP"]
[12009,6.3944940000000017,0,48.2,"0-60","New York",null,"Albany County AP"]
[12033,9.1643910000000002,0,48.2,"0-60","New York",null,"Albany County AP"]
[12056,6.1126740000000002,0,48.2,"0-60","New York",null,"Albany County AP"]
[12072,5.8966700000000003,0,48.2,"0-60","New York",null,"Albany County AP"]
[12094,7.0184250000000006,0,48.2,"0-60","New York",null,"Albany County AP"]
[12130,8.3136609999999997,0,48.2,"0-60","New York",null,"Albany County AP"]
[12153,5.2715899999999989,0,47.9,"0-60","Massachusetts",null,"North Adams"]
[12170,8.1126860000000001,0,48.2,"0-60","New York",null,"Albany County AP"]
[12189,9.3750639999999983,0,48.2,"0-60","New York",null,"Albany County AP"]
[12209,9.5305220000000013,0,48.2,"0-60","New York",null,"Albany County AP"]
[12406,2.6966290000000002,60,46.9,"61-120","New York",null,"Monticello (AWOS)"]
[12424,3.555491,0,48.2,"0-60","New York",null,"Albany County AP"]
[12442,3.1912469999999988,0,48.2,"0-60","New York",null,"Albany County AP"]
[12459,5.0590589999999978,60,46.9,"61-120","New York",null,"Monticello (AWOS)"]
[12480,3.0493549999999994,0,46.9,"0-60","New York",null,"Monticello (AWOS)"]
[12496,3.5539370000000003,0,48.2,"0-60","New York",null,"Albany County AP"]
[12498,5.4860769999999999,0,50.5,"0-60","New York",null,"Poughkeepsie Dutchess Co AP"]
[12521,7.0584579999999999,0,50.5,"0-60","New York",null,"Poughkeepsie Dutchess Co AP"]
[12550,9.3270729999999986,0,50.4,"0-60","New York",null,"Stewart Field"]
[12571,8.0854649999999992,0,50.5,"0-60","New York",null,"Poughkeepsie Dutchess Co AP"]
[12594,6.5127659999999992,0,50.5,"0-60","New York",null,"Poughkeepsie Dutchess Co AP"]
[12733,5.536168,60,46.9,"61-120","New York",null,"Monticello (AWOS)"]
[12752,5.9177700000000009,60,46.9,"61-120","New York",null,"Monticello (AWOS)"]
[12775,5.7378499999999999,60,46.9,"61-120","New York",null,"Monticello (AWOS)"]
[12792,6.1112740000000016,60,46.9,"61-120","New York",null,"Monticello (AWOS)"]
[12822,5.4366019999999988,0,47.1,"0-60","New York",null,"Glens Falls AP"]
[12842,3.1229140000000006,0,41.4,"0-60","New York",null,"Adirondack Rgnl"]
[12860,6.0471910000000006,0,47.1,"0-60","New York",null,"Glens Falls AP"]
[12885,5.686389000000001,0,47.1,"0-60","New York",null,"Glens Falls AP"]
[12921,7.6114259999999998,0,46.2,"0-60","Vermont",null,"Burlington International AP"]
[12941,5.831271000000001,0,41.4,"0-60","New York",null,"Adirondack Rgnl"]
[12961,5.7263760000000001,0,46.2,"0-60","Vermont",null,"Burlington International AP"]
[12981,4.132439999999999,0,41.4,"0-60","New York",null,"Adirondack Rgnl"]
[13027,7.9593050000000005,180,48.6,"181-250","New York",null,"Syracuse Hancock Int'l Arpt"]
[13044,7.0808450000000001,180,48.6,"181-250","New York",null,"Syracuse Hancock Int'l Arpt"]
[13072,4.8842749999999988,60,48.6,"61-120","New York",null,"Syracuse Hancock Int'l Arpt"]
[13101,6.0257190000000005,60,46.9,"61-120","New York",null,"Binghamton Edwin A Link Field"]
[13123,5.2750079999999988,180,48.6,"181-250","New York",null,"Syracuse Hancock Int'l Arpt"]
[13146,9.5668690000000005,180,48.6,"181-250","New York",null,"Syracuse Hancock Int'l Arpt"]
[13166,8.913532,180,48.6,"181-250","New York",null,"Syracuse Hancock Int'l Arpt"]
[13224,7.0752280000000001,180,48.6,"181-250","New York",null,"Syracuse Hancock Int'l Arpt"]
[13317,5.5393999999999988,0,48.2,"0-60","New York",null,"Albany County AP"]
[13333,4.7637909999999994,60,47.2,"61-120","New York",null,"Utica Oneida County AP"]
[13354,5.4380530000000009,0,47.2,"0-60","New York",null,"Utica Oneida County AP"]
[13407,4.6837070000000001,0,47.2,"0-60","New York",null,"Utica Oneida County AP"]
[13416,4.1594740000000003,0,47.2,"0-60","New York",null,"Utica Oneida County AP"]
[13468,4.7138379999999991,60,47.2,"61-120","New York",null,"Utica Oneida County AP"]
[13488,4.0813129999999997,60,47.2,"61-120","New York",null,"Utica Oneida County AP"]
[13608,7.629149,0,45.8,"0-60","New York",null,"Fort Drum/Wheeler-S"]
[13626,5.293571,180,45.8,"181-250","New York",null,"Fort Drum/Wheeler-S"]
[13648,5.038139000000001,0,45.8,"0-60","New York",null,"Fort Drum/Wheeler-S"]
[13667,7.3844290000000008,0,44.7,"0-60","New York",null,"Massena AP"]
[13684,4.4042719999999997,0,45.8,"0-60","New York",null,"Fort Drum/Wheeler-S"]
[13736,6.9593549999999986,60,46.9,"61-120","New York",null,"Binghamton Edwin A Link Field"]
[13760,7.6516959999999994,60,46.9,"61-120","New York",null,"Binghamton Edwin A Link Field"]
[13795,6.3746839999999994,60,46.9,"61-120","New York",null,"Binghamton Edwin A Link Field"]
[13796,4.9394679999999997,60,47.2,"61-120","New York",null,"Utica Oneida County AP"]
[13820,4.7466199999999992,60,47.2,"61-120","New York",null,"Utica Oneida County AP"]
[13846,4.5967040000000008,60,46.9,"61-120","New York",null,"Monticello (AWOS)"]
[13904,6.749358,60,46.9,"61-120","New York",null,"Binghamton Edwin A Link Field"]
[14028,10.007367000000002,120,49.2,"121-180","New York",null,"Niagara Falls Af"]
[14051,9.4297640000000005,120,48.3,"121-180","New York",null,"Buffalo Niagara Intl AP"]
[14069,5.7624619999999993,120,48.3,"121-180","New York",null,"Buffalo Niagara Intl AP"]
[14103,10.039912999999999,120,48.3,"121-180","New York",null,"Buffalo Niagara Intl AP"]
[14135,5.2674959999999995,120,46.1,"121-180","New York",null,"Jamestown (AWOS)"]
[14201,8.6587649999999989,120,48.3,"121-180","New York",null,"Buffalo Niagara Intl AP"]
[14218,8.2500649999999993,120,48.3,"121-180","New York",null,"Buffalo Niagara Intl AP"]
[14304,9.3058649999999989,120,49.2,"121-180","New York",null,"Niagara Falls Af"]
[14433,9.8324229999999986,180,48.6,"181-250","New York",null,"Syracuse Hancock Int'l Arpt"]
[14472,10.72167,120,49,"121-180","New York",null,"Rochester Greater Rochester I"]
[14505,10.339300999999997,180,49,"181-250","New York",null,"Rochester Greater Rochester I"]
[14537,6.7559139999999989,180,49,"181-250","New York",null,"Rochester Greater Rochester I"]
[14550,7.1185469999999986,120,49,"121-180","New York",null,"Rochester Greater Rochester I"]
[14589,10.326540999999999,180,49,"181-250","New York",null,"Rochester Greater Rochester I"]
[14616,11.828709999999999,120,49,"121-180","New York",null,"Rochester Greater Rochester I"]
[14708,4.8704000000000001,60,43.5,"61-120","Pennsylvania",null,"Bradford Regional AP"]
[14724,4.4081689999999991,60,46.1,"61-120","New York",null,"Jamestown (AWOS)"]
[14743,4.3449019999999994,60,43.5,"61-120","Pennsylvania",null,"Bradford Regional AP"]
[14772,3.8405619999999998,60,46.1,"61-120","New York",null,"Jamestown (AWOS)"]
[14805,7.5352800000000002,60,48.2,"61-120","New York",null,"Elmira Corning Regional AP"]
[14821,8.0879249999999985,60,48.2,"61-120","New York",null,"Elmira Corning Regional AP"]
[14843,6.6087129999999998,60,48.2,"61-120","New York",null,"Elmira Corning Regional AP"]
[14869,7.6306589999999996,60,48.2,"61-120","New York",null,"Elmira Corning Regional AP"]
[14886,8.0335930000000015,180,48.2,"181-250","New York",null,"Elmira Corning Regional AP"]
[15005,9.6500509999999977,120,51,"121-180","Pennsylvania",null,"Pittsburgh International AP"]
[15025,8.1662160000000004,60,52.3,"61-120","Pennsylvania",null,"Pittsburgh Allegheny Co AP"]
[15046,8.0954879999999978,120,51,"121-180","Pennsylvania",null,"Pittsburgh International AP"]
[15064,9.2294489999999989,120,51,"121-180","Pennsylvania",null,"Pittsburgh International AP"]
[15084,7.6695029999999988,60,48.7,"61-120","Pennsylvania",null,"Butler Co. (AWOS)"]
[15120,8.4974129999999981,60,52.3,"61-120","Pennsylvania",null,"Pittsburgh Allegheny Co AP"]
[15146,7.5746509999999994,60,52.3,"61-120","Pennsylvania",null,"Pittsburgh Allegheny Co AP"]
[15213,8.8264350000000018,60,52.3,"61-120","Pennsylvania",null,"Pittsburgh Allegheny Co AP"]
[15229,9.2594309999999993,60,51,"61-120","Pennsylvania",null,"Pittsburgh International AP"]
[15311,6.859742999999999,60,51,"61-120","Pennsylvania",null,"Washington (AWOS)"]
[15330,7.808974000000001,60,51,"61-120","Pennsylvania",null,"Washington (AWOS)"]
[15331,7.2516960000000008,60,51,"61-120","Pennsylvania",null,"Washington (AWOS)"]
[15350,5.6595469999999981,120,51,"121-180","Pennsylvania",null,"Washington (AWOS)"]
[15401,5.1150500000000001,60,53,"61-120","West Virginia",null,"Morgantown Hart Field"]
[15424,2.9918170000000006,60,53,"61-120","West Virginia",null,"Morgantown Hart Field"]
[15442,6.3446019999999983,60,52.3,"61-120","Pennsylvania",null,"Pittsburgh Allegheny Co AP"]
[15461,6.1753199999999993,60,53,"61-120","West Virginia",null,"Morgantown Hart Field"]
[15478,4.7726039999999994,60,53,"61-120","West Virginia",null,"Morgantown Hart Field"]
[15522,8.0542290000000012,60,50.5,"61-120","Pennsylvania",null,"Altoona Blair Co Arpt"]
[15546,3.6054540000000013,60,48.1,"61-120","Pennsylvania",null,"Johnstown Cambria County AP"]
[15601,6.1261819999999991,60,52.3,"61-120","Pennsylvania",null,"Pittsburgh Allegheny Co AP"]
[15627,5.5015249999999991,60,48.1,"61-120","Pennsylvania",null,"Johnstown Cambria County AP"]
[15644,6.5028079999999999,60,52.3,"61-120","Pennsylvania",null,"Pittsburgh Allegheny Co AP"]
[15671,6.0916409999999992,60,48.1,"61-120","Pennsylvania",null,"Johnstown Cambria County AP"]
[15690,6.4902999999999986,60,48.7,"61-120","Pennsylvania",null,"Butler Co. (AWOS)"]
[15716,5.4714959999999984,60,48.1,"61-120","Pennsylvania",null,"Johnstown Cambria County AP"]
[15736,5.7696730000000009,60,48.7,"61-120","Pennsylvania",null,"Butler Co. (AWOS)"]
[15757,5.5990080000000013,0,47,"0-60","Pennsylvania",null,"Dubois Faa AP"]
[15777,5.2130030000000005,60,48.1,"61-120","Pennsylvania",null,"Johnstown Cambria County AP"]
[15834,5.2221759999999984,0,43.5,"0-60","Pennsylvania",null,"Bradford Regional AP"]
[15864,4.9801819999999992,60,47,"61-120","Pennsylvania",null,"Dubois Faa AP"]
[15924,4.3951659999999997,60,48.1,"61-120","Pennsylvania",null,"Johnstown Cambria County AP"]
[15944,4.4773899999999998,60,48.1,"61-120","Pennsylvania",null,"Johnstown Cambria County AP"]
[15962,4.5914169999999999,60,48.1,"61-120","Pennsylvania",null,"Johnstown Cambria County AP"]
[16035,6.3128480000000007,120,47.4,"121-180","Pennsylvania",null,"Franklin"]
[16056,7.4662510000000006,60,48.7,"61-120","Pennsylvania",null,"Butler Co. (AWOS)"]
[16116,8.3644750000000023,120,48.5,"121-180","Ohio",null,"Youngstown Regional Airport"]
[16141,8.7273380000000014,120,48.7,"121-180","Pennsylvania",null,"Butler Co. (AWOS)"]
[16161,8.0302059999999997,120,48.5,"121-180","Ohio",null,"Youngstown Regional Airport"]
[16230,6.8023260000000016,60,47,"61-120","Pennsylvania",null,"Dubois Faa AP"]
[16239,3.9186729999999983,60,47,"61-120","Pennsylvania",null,"Dubois Faa AP"]
[16321,3.9675170000000004,60,47.4,"61-120","Pennsylvania",null,"Franklin"]
[16344,4.8681400000000004,60,47.4,"61-120","Pennsylvania",null,"Franklin"]
[16371,3.7802630000000006,60,46.1,"61-120","New York",null,"Jamestown (AWOS)"]
[16417,6.8062389999999997,120,49.1,"121-180","Pennsylvania",null,"Erie International AP"]
[16443,7.1839149999999998,120,49.1,"121-180","Pennsylvania",null,"Erie International AP"]
[16601,6.9136850000000019,60,50.5,"61-120","Pennsylvania",null,"Altoona Blair Co Arpt"]
[16631,5.3878779999999988,60,50.5,"61-120","Pennsylvania",null,"Altoona Blair Co Arpt"]
[16652,9.4917330000000018,60,49.8,"61-120","Pennsylvania",null,"State College [Penn State - Surfrad]"]
[16672,6.55213,60,50.5,"61-120","Pennsylvania",null,"Altoona Blair Co Arpt"]
[16673,8.5772120000000012,60,50.5,"61-120","Pennsylvania",null,"Altoona Blair Co Arpt"]
[16695,8.8399149999999995,60,50.5,"61-120","Pennsylvania",null,"Altoona Blair Co Arpt"]
[16735,3.4356719999999994,60,43.5,"61-120","Pennsylvania",null,"Bradford Regional AP"]
[16823,8.3694760000000006,0,49.8,"0-60","Pennsylvania",null,"State College [Penn State - Surfrad]"]
[16840,6.6652589999999998,0,49.8,"0-60","Pennsylvania",null,"State College [Penn State - Surfrad]"]
[16861,6.3251439999999999,0,47,"0-60","Pennsylvania",null,"Dubois Faa AP"]
[16882,7.2633510000000001,60,49.8,"61-120","Pennsylvania",null,"State College [Penn State - Surfrad]"]
[16929,7.981279999999999,60,48.2,"61-120","New York",null,"Elmira Corning Regional AP"]
[16950,6.4434649999999989,0,48.2,"0-60","New York",null,"Elmira Corning Regional AP"]
[17019,11.319923999999999,60,52.8,"61-120","Pennsylvania",null,"Harrisburg Capital City Arpt"]
[17035,9.4556719999999999,60,49.8,"61-120","Pennsylvania",null,"State College [Penn State - Surfrad]"]
[17051,9.6011379999999988,60,49.8,"61-120","Pennsylvania",null,"State College [Penn State - Surfrad]"]
[17067,9.3958100000000009,60,54.1,"61-120","Pennsylvania",null,"Lancaster"]
[17084,8.8644219999999994,60,49.8,"61-120","Pennsylvania",null,"State College [Penn State - Surfrad]"]
[17110,11.298131999999999,60,52.8,"61-120","Pennsylvania",null,"Harrisburg Capital City Arpt"]
[17220,9.3955190000000002,60,50.5,"61-120","Pennsylvania",null,"Altoona Blair Co Arpt"]
[17250,9.9285200000000007,60,54.6,"61-120","Maryland",null,"Hagerstown Rgnl Ric"]
[17263,9.4121489999999994,60,54.6,"61-120","Maryland",null,"Hagerstown Rgnl Ric"]
[17311,11.230938999999999,60,51.5,"61-120","Pennsylvania",null,"Middletown Harrisburg Intl AP"]
[17339,11.906115000000002,60,52.8,"61-120","Pennsylvania",null,"Harrisburg Capital City Arpt"]
[17363,10.909911000000001,60,54.1,"61-120","Pennsylvania",null,"Lancaster"]
[17502,12.395947999999999,60,51.5,"61-120","Pennsylvania",null,"Middletown Harrisburg Intl AP"]
[17535,9.5358619999999981,60,54.1,"61-120","Pennsylvania",null,"Lancaster"]
[17563,10.883061,0,54.1,"0-60","Pennsylvania",null,"Lancaster"]
[17701,7.7541200000000003,0,51.3,"0-60","Pennsylvania",null,"Williamsport Regional AP"]
[17745,7.4534339999999997,0,51.3,"0-60","Pennsylvania",null,"Williamsport Regional AP"]
[17768,5.8870050000000003,0,51.3,"0-60","Pennsylvania",null,"Williamsport Regional AP"]
[17821,7.783818000000001,60,51.3,"61-120","Pennsylvania",null,"Williamsport Regional AP"]
[17844,7.7907569999999993,60,51.3,"61-120","Pennsylvania",null,"Williamsport Regional AP"]
[17866,7.1741029999999988,60,51.3,"61-120","Pennsylvania",null,"Williamsport Regional AP"]
[17901,6.3160069999999999,60,53.8,"61-120","Pennsylvania",null,"Reading Spaatz Field"]
[17943,7.537193000000002,60,53.8,"61-120","Pennsylvania",null,"Reading Spaatz Field"]
[17965,6.1042139999999998,60,53.8,"61-120","Pennsylvania",null,"Reading Spaatz Field"]
[18013,7.0971200000000003,60,51.7,"61-120","Pennsylvania",null,"Allentown Lehigh Valley Intl"]
[18041,8.0096889999999998,60,51.7,"61-120","Pennsylvania",null,"Allentown Lehigh Valley Intl"]
[18064,7.7312369999999984,60,51.7,"61-120","Pennsylvania",null,"Allentown Lehigh Valley Intl"]
[18081,7.352879999999999,60,51.7,"61-120","Pennsylvania",null,"Allentown Lehigh Valley Intl"]
[18201,4.3912719999999998,60,49.8,"61-120","Pennsylvania",null,"Wilkes-Barre Scranton Intl AP"]
[18229,5.2497059999999998,60,51.7,"61-120","Pennsylvania",null,"Allentown Lehigh Valley Intl"]
[18249,5.5251159999999997,60,49.8,"61-120","Pennsylvania",null,"Wilkes-Barre Scranton Intl AP"]
[18250,5.5949920000000013,60,51.7,"61-120","Pennsylvania",null,"Allentown Lehigh Valley Intl"]
[18328,5.8202800000000003,60,46.9,"61-120","New York",null,"Monticello (AWOS)"]
[18354,6.6202379999999996,60,51.7,"61-120","Pennsylvania",null,"Allentown Lehigh Valley Intl"]
[18413,7.3936439999999992,60,49.8,"61-120","Pennsylvania",null,"Wilkes-Barre Scranton Intl AP"]
[18434,5.8898200000000003,60,49.8,"61-120","Pennsylvania",null,"Wilkes-Barre Scranton Intl AP"]
[18455,4.7790810000000006,60,46.9,"61-120","New York",null,"Monticello (AWOS)"]
[18472,5.2851479999999995,60,49.8,"61-120","Pennsylvania",null,"Wilkes-Barre Scranton Intl AP"]
[18612,6.6371110000000009,60,49.8,"61-120","Pennsylvania",null,"Wilkes-Barre Scranton Intl AP"]
[18630,7.2861089999999997,60,49.8,"61-120","Pennsylvania",null,"Wilkes-Barre Scranton Intl AP"]
[18657,7.2817159999999994,60,49.8,"61-120","Pennsylvania",null,"Wilkes-Barre Scranton Intl AP"]
[18817,7.8825520000000004,60,48.2,"61-120","New York",null,"Elmira Corning Regional AP"]
[18837,7.5922690000000008,60,46.9,"61-120","New York",null,"Binghamton Edwin A Link Field"]
[18912,9.0345410000000008,60,54.7,"61-120","Pennsylvania",null,"Willow Grove NAS"]
[18944,8.661922999999998,60,54.7,"61-120","Pennsylvania",null,"Willow Grove NAS"]
[18977,10.057467000000003,60,54.6,"61-120","New Jersey",null,"Trenton Mercer County AP"]
[19018,10.802875,60,54.9,"61-120","Pennsylvania",null,"Philadelphia International AP"]
[19036,10.888304999999997,60,54.9,"61-120","Pennsylvania",null,"Philadelphia International AP"]
[19061,10.176947,60,54.9,"61-120","Pennsylvania",null,"Philadelphia International AP"]
[19085,9.9714559999999999,60,54.9,"61-120","Pennsylvania",null,"Philadelphia International AP"]
[19113,10.992506000000001,60,54.9,"61-120","Pennsylvania",null,"Philadelphia International AP"]
[19130,10.630331,60,54.9,"61-120","Pennsylvania",null,"Philadelphia International AP"]
[19145,10.929582999999997,60,54.9,"61-120","Pennsylvania",null,"Philadelphia International AP"]
[19317,9.6060499999999998,60,54.1,"61-120","Delaware",null,"Wilmington New Castle Cnty AP"]
[19362,10.402286999999999,0,54.1,"0-60","Delaware",null,"Wilmington New Castle Cnty AP"]
[19406,9.6858360000000019,60,54.7,"61-120","Pennsylvania",null,"Willow Grove NAS"]
[19456,9.4788589999999999,60,54.7,"61-120","Pennsylvania",null,"Willow Grove NAS"]
[19505,8.06297,60,53.8,"61-120","Pennsylvania",null,"Reading Spaatz Field"]
[19530,7.6910599999999993,60,53.8,"61-120","Pennsylvania",null,"Reading Spaatz Field"]
[19551,9.1872410000000002,60,53.8,"61-120","Pennsylvania",null,"Reading Spaatz Field"]
[19560,8.3110209999999984,60,53.8,"61-120","Pennsylvania",null,"Reading Spaatz Field"]
[19730,11.113993999999998,0,54.1,"0-60","Delaware",null,"Wilmington New Castle Cnty AP"]
[19810,10.144483000000001,60,54.1,"61-120","Delaware",null,"Wilmington New Castle Cnty AP"]
[19945,10.255111000000001,0,58.1,"0-60","Maryland",null,"Salisbury Wicomico Co AP"]
[19966,10.356458,0,58.1,"0-60","Maryland",null,"Salisbury Wicomico Co AP"]
[20008,14.159768,60,57.4,"61-120","Virginia",null,"Washington Dc Reagan AP"]
[20045,12.157658999999999,60,57.4,"61-120","Virginia",null,"Washington Dc Reagan AP"]
[20121,12.675552,60,53.5,"61-120","Virginia",null,"Manassas Muni (AWOS)"]
[20152,11.927807000000001,60,54.8,"61-120","Virginia",null,"Washington Dc Dulles Int'l Ar [Sterling - ISIS]"]
[20187,11.563846,0,53.5,"0-60","Virginia",null,"Manassas Muni (AWOS)"]
[20190,12.645713000000001,60,54.8,"61-120","Virginia",null,"Washington Dc Dulles Int'l Ar [Sterling - ISIS]"]
[20373,11.042953000000001,60,57.4,"61-120","Virginia",null,"Washington Dc Reagan AP"]
[20601,14.007205000000001,60,55.5,"61-120","Maryland",null,"Andrews AFB"]
[20620,13.508104999999999,60,59.3,"61-120","Maryland",null,"Patuxent River NAS"]
[20640,15.265504999999996,60,57.1,"61-120","Virginia",null,"Quantico MCAS"]
[20677,14.964262999999999,60,57.1,"61-120","Virginia",null,"Quantico MCAS"]
[20706,12.791283999999997,0,55.5,"0-60","Maryland",null,"Andrews AFB"]
[20733,12.445843000000002,0,55.5,"0-60","Maryland",null,"Andrews AFB"]
[20759,12.129868999999999,0,55.8,"0-60","Maryland",null,"Baltimore Blt-Washngtn Int'l"]
[20783,12.959377,60,57.4,"61-120","Virginia",null,"Washington Dc Reagan AP"]
[20842,11.74404,60,53.9,"61-120","Virginia",null,"Leesburg/Godfrey"]
[20876,11.675007000000001,60,53.9,"61-120","Virginia",null,"Leesburg/Godfrey"]
[20906,12.323274000000001,60,57.4,"61-120","Virginia",null,"Washington Dc Reagan AP"]
[21032,13.244085999999999,0,55.8,"0-60","Maryland",null,"Baltimore Blt-Washngtn Int'l"]
[21052,12.720362,0,55.8,"0-60","Maryland",null,"Baltimore Blt-Washngtn Int'l"]
[21087,13.008535999999999,0,55.8,"0-60","Maryland",null,"Baltimore Blt-Washngtn Int'l"]
[21140,12.873504000000001,0,55.8,"0-60","Maryland",null,"Baltimore Blt-Washngtn Int'l"]
[21162,13.416362999999999,0,55.8,"0-60","Maryland",null,"Baltimore Blt-Washngtn Int'l"]
[21216,13.342341999999999,0,55.8,"0-60","Maryland",null,"Baltimore Blt-Washngtn Int'l"]
[21231,14.154146000000001,0,55.8,"0-60","Maryland",null,"Baltimore Blt-Washngtn Int'l"]
[21409,13.277231,0,55.8,"0-60","Maryland",null,"Baltimore Blt-Washngtn Int'l"]
[21542,1.5071609999999991,60,48.1,"61-120","Pennsylvania",null,"Johnstown Cambria County AP"]
[21620,12.636340000000001,0,55.8,"0-60","Maryland",null,"Baltimore Blt-Washngtn Int'l"]
[21640,11.595784,0,54.2,"0-60","Delaware",null,"Dover AFB"]
[21658,12.571084000000003,0,55.8,"0-60","Maryland",null,"Baltimore Blt-Washngtn Int'l"]
[21675,12.434684999999998,0,59.3,"0-60","Maryland",null,"Patuxent River NAS"]
[21718,10.952884999999998,60,55.2,"61-120","West Virginia",null,"Martinsburg Eastern Wv Reg AP"]
[21756,11.177986000000001,60,55.2,"61-120","West Virginia",null,"Martinsburg Eastern Wv Reg AP"]
[21780,9.9938540000000025,60,54.6,"61-120","Maryland",null,"Hagerstown Rgnl Ric"]
[21804,10.093184000000001,0,58.1,"0-60","Maryland",null,"Salisbury Wicomico Co AP"]
[21841,10.226617999999998,0,58.1,"0-60","Maryland",null,"Salisbury Wicomico Co AP"]
[21874,9.9128150000000002,0,58.1,"0-60","Maryland",null,"Salisbury Wicomico Co AP"]
[21919,11.794232999999998,0,54.1,"0-60","Delaware",null,"Wilmington New Castle Cnty AP"]
[22041,14.674794,60,57.4,"61-120","Virginia",null,"Washington Dc Reagan AP"]
[22153,14.740393000000005,60,56.1,"61-120","Virginia",null,"Davison AAF"]
[22207,14.364999999999998,60,57.4,"61-120","Virginia",null,"Washington Dc Reagan AP"]
[22312,14.843712,60,57.4,"61-120","Virginia",null,"Washington Dc Reagan AP"]
[22443,13.887594,0,56.2,"0-60","Virginia",null,"Shannon Arpt"]
[22511,12.987304000000002,0,59.3,"0-60","Maryland",null,"Patuxent River NAS"]
[22514,12.847778,0,56.2,"0-60","Virginia",null,"Shannon Arpt"]
[22560,12.825875999999999,0,58.4,"0-60","Virginia",null,"Richmond International AP"]
[22625,10.243284000000001,60,54.2,"61-120","Virginia",null,"Winchester Rgnl"]
[22663,11.163093,60,54.2,"61-120","Virginia",null,"Winchester Rgnl"]
[22722,10.236527000000001,0,57.8,"0-60","Virginia",null,"Charlottesville Faa"]
[22740,9.0333490000000012,0,54.2,"0-60","Virginia",null,"Winchester Rgnl"]
[22824,8.6712779999999992,60,54.2,"61-120","Virginia",null,"Winchester Rgnl"]
[22849,9.4030559999999994,60,54.9,"61-120","Virginia",null,"Staunton/Shenandoah"]
[22937,10.880051999999997,0,57.8,"0-60","Virginia",null,"Charlottesville Faa"]
[22964,10.724803999999999,0,56.9,"0-60","Virginia",null,"Lynchburg Regional Arpt"]
[23011,11.621144999999999,0,58.4,"0-60","Virginia",null,"Richmond International AP"]
[23047,12.442758000000001,0,58.4,"0-60","Virginia",null,"Richmond International AP"]
[23072,11.401984000000002,0,60.3,"0-60","Virginia",null,"Newport News"]
[23109,11.946375,0,60.3,"0-60","Virginia",null,"Newport News"]
[23128,11.852535999999997,0,60.3,"0-60","Virginia",null,"Newport News"]
[23163,12.017861999999999,0,60.3,"0-60","Virginia",null,"Newport News"]
[23222,11.938670999999999,0,58.4,"0-60","Virginia",null,"Richmond International AP"]
[23238,11.978483000000002,0,58.4,"0-60","Virginia",null,"Richmond International AP"]
[23321,12.279451999999999,0,61.1,"0-60","Virginia",null,"Norfolk NAS"]
[23395,11.884141999999999,0,58.1,"0-60","Maryland",null,"Salisbury Wicomico Co AP"]
[23421,12.490422999999998,0,58.4,"0-60","Virginia",null,"Melfa/Accomack Arpt"]
[23452,12.015806000000001,0,60.3,"0-60","Virginia",null,"Oceana NAS"]
[23504,12.912579000000001,0,60.1,"0-60","Virginia",null,"Norfolk International AP"]
[23605,11.960761,0,57.6,"0-60","Virginia",null,"Langley AFB"]
[23702,12.441913999999997,0,61.1,"0-60","Virginia",null,"Norfolk NAS"]
[23830,11.796030999999999,0,59,"0-60","Virginia",null,"Dinwiddie Co"]
[23847,11.251913999999999,0,59,"0-60","Virginia",null,"Dinwiddie Co"]
[23881,11.515023999999999,0,60.3,"0-60","Virginia",null,"Newport News"]
[23901,11.503764,0,57.3,"0-60","Virginia",null,"Farmville"]
[23942,11.276087,0,57.3,"0-60","Virginia",null,"Farmville"]
[24011,10.595577000000002,0,56.4,"0-60","Virginia",null,"Roanoke Regional AP"]
[24058,9.7867040000000003,60,52.5,"61-120","Virginia",null,"Pulaski"]
[24082,9.6924289999999989,0,55.5,"0-60","Virginia",null,"Martinsville"]
[24104,12.126277,0,56.9,"0-60","Virginia",null,"Lynchburg Regional Arpt"]
[24138,6.614793999999999,0,52.9,"0-60","Virginia",null,"Virginia Tech Arpt"]
[24171,8.6102150000000002,0,55.5,"0-60","Virginia",null,"Martinsville"]
[24221,7.029488999999999,60,55.3,"61-120","Tennessee",null,"Bristol Tri City Airport"]
[24256,7.0096169999999995,60,53.4,"61-120","Virginia",null,"Wise/Lonesome Pine"]
[24282,5.2974169999999994,60,53.4,"61-120","Virginia",null,"Wise/Lonesome Pine"]
[24283,6.6803859999999986,60,53.4,"61-120","Virginia",null,"Wise/Lonesome Pine"]
[24323,5.3273479999999989,60,53.4,"61-120","Virginia",null,"Marion / Wytheville"]
[24360,6.6556249999999988,60,51.5,"61-120","Virginia",null,"Hillsville"]
[24413,0.4409559999999999,0,49.4,"0-60","West Virginia",null,"Elkins Elkins-Randolph Co Arp"]
[24442,3.8324229999999999,60,54.9,"61-120","Virginia",null,"Staunton/Shenandoah"]
[24476,9.5947699999999987,0,54.9,"0-60","Virginia",null,"Staunton/Shenandoah"]
[24522,11.660385,0,57.3,"0-60","Virginia",null,"Farmville"]
[24550,12.579731999999996,0,56.9,"0-60","Virginia",null,"Lynchburg Regional Arpt"]
[24574,11.367178000000001,0,56.9,"0-60","Virginia",null,"Lynchburg Regional Arpt"]
[24598,12.115869000000002,0,59.3,"0-60","Virginia",null,"Danville Faa AP"]
[24628,6.9307940000000006,60,53.4,"61-120","Virginia",null,"Wise/Lonesome Pine"]
[24715,6.4470720000000004,60,53.9,"61-120","West Virginia",null,"Bluefield/Mercer Co [Nrel]"]
[24811,6.6150150000000005,60,53.9,"61-120","West Virginia",null,"Bluefield/Mercer Co [Nrel]"]
[24843,7.2486809999999995,60,53.9,"61-120","West Virginia",null,"Bluefield/Mercer Co [Nrel]"]
[24866,7.2011799999999999,60,53.9,"61-120","West Virginia",null,"Bluefield/Mercer Co [Nrel]"]
[24887,6.4381850000000016,60,53.9,"61-120","West Virginia",null,"Bluefield/Mercer Co [Nrel]"]
[24935,7.6779239999999991,60,51.8,"61-120","West Virginia",null,"Beckley Raleigh Co Mem AP"]
[24984,6.4312519999999989,60,52.9,"61-120","Virginia",null,"Virginia Tech Arpt"]
[25022,6.8031420000000029,60,54.9,"61-120","West Virginia",null,"Charleston Yeager Arpt"]
[25049,7.4295000000000009,60,54.9,"61-120","West Virginia",null,"Charleston Yeager Arpt"]
[25076,6.7284400000000009,60,54.9,"61-120","West Virginia",null,"Charleston Yeager Arpt"]
[25111,6.1338740000000005,60,54.9,"61-120","West Virginia",null,"Charleston Yeager Arpt"]
[25134,5.9586660000000009,60,54.9,"61-120","West Virginia",null,"Charleston Yeager Arpt"]
[25162,6.5189810000000001,60,54.9,"61-120","West Virginia",null,"Charleston Yeager Arpt"]
[25202,7.9493579999999984,60,54.9,"61-120","West Virginia",null,"Charleston Yeager Arpt"]
[25244,7.0685269999999996,60,54.9,"61-120","West Virginia",null,"Charleston Yeager Arpt"]
[25270,6.6043939999999992,120,54.3,"121-180","West Virginia",null,"Parkersburg Wood County AP"]
[25312,7.7618309999999999,60,54.9,"61-120","West Virginia",null,"Charleston Yeager Arpt"]
[25425,10.937678999999999,60,55.2,"61-120","West Virginia",null,"Martinsburg Eastern Wv Reg AP"]
[25504,8.219085999999999,60,55.2,"61-120","West Virginia",null,"Huntington Tri-State Arpt"]
[25526,7.9363190000000001,60,54.9,"61-120","West Virginia",null,"Charleston Yeager Arpt"]
[25564,7.9336830000000003,60,54.9,"61-120","West Virginia",null,"Charleston Yeager Arpt"]
[25630,7.3564809999999987,60,51.8,"61-120","West Virginia",null,"Beckley Raleigh Co Mem AP"]
[25654,7.2639340000000008,60,51.8,"61-120","West Virginia",null,"Beckley Raleigh Co Mem AP"]
[25702,8.2653920000000003,60,55.2,"61-120","West Virginia",null,"Huntington Tri-State Arpt"]
[25827,5.7588629999999998,60,51.8,"61-120","West Virginia",null,"Beckley Raleigh Co Mem AP"]
[25854,4.6959120000000016,60,51.8,"61-120","West Virginia",null,"Beckley Raleigh Co Mem AP"]
[25901,5.9266109999999994,60,51.8,"61-120","West Virginia",null,"Beckley Raleigh Co Mem AP"]
[25928,6.416027999999999,60,51.8,"61-120","West Virginia",null,"Beckley Raleigh Co Mem AP"]
[25981,2.009023,60,48.9,"61-120","West Virginia",null,"Lewisburg/Greenbrie"]
[25984,2.9987590000000002,60,48.9,"61-120","West Virginia",null,"Lewisburg/Greenbrie"]
[26041,5.6093030000000006,120,51,"121-180","West Virginia",null,"Wheeling Ohio County AP"]
[26136,5.7609269999999988,120,54.3,"121-180","West Virginia",null,"Parkersburg Wood County AP"]
[26164,8.0446770000000001,120,54.3,"121-180","West Virginia",null,"Parkersburg Wood County AP"]
[26206,0.97159200000000023,60,48.9,"61-120","West Virginia",null,"Lewisburg/Greenbrie"]
[26253,5.0345999999999336E-2,60,49.4,"61-120","West Virginia",null,"Elkins Elkins-Randolph Co Arp"]
[26275,0,60,49.4,"61-120","West Virginia",null,"Elkins Elkins-Randolph Co Arp"]
[26320,4.6176729999999999,120,53.5,"121-180","West Virginia",null,"Harrison Marion Rgn"]
[26349,2.7954450000000013,60,53.5,"61-120","West Virginia",null,"Harrison Marion Rgn"]
[26404,2.8660549999999994,60,53.5,"61-120","West Virginia",null,"Harrison Marion Rgn"]
[26435,3.2155679999999989,60,53.5,"61-120","West Virginia",null,"Harrison Marion Rgn"]
[26519,2.0171170000000003,60,53,"61-120","West Virginia",null,"Morgantown Hart Field"]
[26568,2.9936679999999991,60,53.5,"61-120","West Virginia",null,"Harrison Marion Rgn"]
[26610,3.2074230000000008,60,54.9,"61-120","West Virginia",null,"Charleston Yeager Arpt"]
[26660,2.4673070000000017,60,48.9,"61-120","West Virginia",null,"Lewisburg/Greenbrie"]
[26716,0.35226800000000047,60,49.4,"61-120","West Virginia",null,"Elkins Elkins-Randolph Co Arp"]
[26764,0.86773800000000012,60,53,"61-120","West Virginia",null,"Morgantown Hart Field"]
[26836,6.5201299999999991,60,54.2,"61-120","Virginia",null,"Winchester Rgnl"]
[27016,10.099176000000002,0,55.5,"0-60","Virginia",null,"Martinsville"]
[27042,11.262004000000003,0,59.6,"0-60","North Carolina",null,"Winston-Salem Reynolds AP"]
[27105,11.421168000000002,0,59.6,"0-60","North Carolina",null,"Winston-Salem Reynolds AP"]
[27229,10.234134999999998,0,59.2,"0-60","North Carolina",null,"Southern Pines AWOS"]
[27263,11.337273000000001,0,58,"0-60","North Carolina",null,"Greensboro Piedmont Triad Int"]
[27306,11.154612,0,59.2,"0-60","North Carolina",null,"Southern Pines AWOS"]
[27341,10.477459999999999,0,59.2,"0-60","North Carolina",null,"Southern Pines AWOS"]
[27401,11.146837999999999,0,58,"0-60","North Carolina",null,"Greensboro Piedmont Triad Int"]
[27509,12.064152,0,59.5,"0-60","North Carolina",null,"Raleigh Durham International"]
[27526,9.9135770000000001,0,59.5,"0-60","North Carolina",null,"Raleigh Durham International"]
[27551,10.887854999999998,0,60.6,"0-60","North Carolina",null,"Rocky Mount Wilson"]
[27574,11.753722999999997,0,59.3,"0-60","Virginia",null,"Danville Faa AP"]
[27608,10.976382000000003,0,59.5,"0-60","North Carolina",null,"Raleigh Durham International"]
[27709,12.202016,0,59.5,"0-60","North Carolina",null,"Raleigh Durham International"]
[27816,10.272544,0,60.6,"0-60","North Carolina",null,"Rocky Mount Wilson"]
[27831,11.127041999999999,0,60.9,"0-60","Virginia",null,"Franklin NAAS"]
[27852,9.7410989999999984,0,60.6,"0-60","North Carolina",null,"Rocky Mount Wilson"]
[27871,9.0101620000000011,0,60.8,"0-60","North Carolina",null,"Pitt Greenville Arp"]
[27889,7.4242539999999995,0,60.8,"0-60","North Carolina",null,"Pitt Greenville Arp"]
[27922,9.4416259999999994,0,60.9,"0-60","Virginia",null,"Franklin NAAS"]
[27942,9.1249509999999994,0,60.9,"0-60","Virginia",null,"Franklin NAAS"]
[27943,9.1249509999999994,0,62.9,"0-60","North Carolina",null,"Cape Hatteras Nws Bldg"]
[27964,8.4118250000000003,0,61,"0-60","North Carolina",null,"Dare Co Rgnl"]
[28001,11.673945000000002,0,60.8,"0-60","North Carolina",null,"Charlotte Douglas Intl Arpt"]
[28032,13.757916999999999,0,60.8,"0-60","North Carolina",null,"Charlotte Douglas Intl Arpt"]
[28076,13.933777000000003,0,60.1,"0-60","South Carolina",null,"Greer Greenv'l-Spartanbrg AP"]
[28102,13.586453000000001,0,59.2,"0-60","North Carolina",null,"Southern Pines AWOS"]
[28125,12.977182999999998,0,60.8,"0-60","North Carolina",null,"Charlotte Douglas Intl Arpt"]
[28159,12.944946000000002,0,59.6,"0-60","North Carolina",null,"Winston-Salem Reynolds AP"]
[28207,14.237500000000001,0,60.8,"0-60","North Carolina",null,"Charlotte Douglas Intl Arpt"]
[28269,14.126617000000001,0,60.8,"0-60","North Carolina",null,"Charlotte Douglas Intl Arpt"]
[28312,9.4404259999999987,0,59.5,"0-60","North Carolina",null,"Fayetteville Rgnl G"]
[28338,10.264537999999998,0,59.2,"0-60","North Carolina",null,"Southern Pines AWOS"]
[28357,10.123794999999999,0,59.5,"0-60","North Carolina",null,"Fayetteville Rgnl G"]
[28379,10.591999999999999,0,59.2,"0-60","North Carolina",null,"Southern Pines AWOS"]
[28399,9.3131520000000005,0,59.5,"0-60","North Carolina",null,"Fayetteville Rgnl G"]
[28430,9.2331120000000002,0,63.1,"0-60","South Carolina",null,"North Myrtle Beach Grand Stra"]
[28449,6.566161000000001,0,63.4,"0-60","North Carolina",null,"Wilmington International Arpt"]
[28467,7.340091000000001,0,63.1,"0-60","South Carolina",null,"North Myrtle Beach Grand Stra"]
[28516,5.7578630000000004,0,60.3,"0-60","North Carolina",null,"Cherry Point MCAS"]
[28533,6.0179720000000003,0,60.3,"0-60","North Carolina",null,"Cherry Point MCAS"]
[28557,5.8383700000000003,0,60.3,"0-60","North Carolina",null,"Cherry Point MCAS"]
[28585,6.1258510000000017,0,58.7,"0-60","North Carolina",null,"Jacksonville (AWOS)"]
[28612,8.7196069999999999,0,59.3,"0-60","North Carolina",null,"Hickory Regional AP"]
[28630,9.260842000000002,0,59.3,"0-60","North Carolina",null,"Hickory Regional AP"]
[28650,12.100002,0,59.3,"0-60","North Carolina",null,"Hickory Regional AP"]
[28669,9.4045899999999989,0,51.5,"0-60","Virginia",null,"Hillsville"]
[28690,8.5025680000000001,0,59.3,"0-60","North Carolina",null,"Hickory Regional AP"]
[28713,0.65661800000000081,60,58,"61-120","Tennessee",null,"Knoxville McGhee Tyson AP"]
[28731,3.1114770000000007,0,55,"0-60","North Carolina",null,"Asheville Regional Arpt"]
[28751,0.18294099999999958,60,55,"61-120","North Carolina",null,"Asheville Regional Arpt"]
[28774,0,0,55,"0-60","North Carolina",null,"Asheville Regional Arpt"]
[28803,3.6594609999999994,0,55,"0-60","North Carolina",null,"Asheville Regional Arpt"]
[29014,14.371248999999999,0,63.1,"0-60","South Carolina",null,"Columbia Metro Arpt"]
[29044,13.007295000000003,0,60.9,"0-60","South Carolina",null,"Sumter Shaw AFB"]
[29065,14.585621000000002,0,63.1,"0-60","South Carolina",null,"Columbia Metro Arpt"]
[29104,12.265297000000002,0,60.9,"0-60","South Carolina",null,"Sumter Shaw AFB"]
[29127,13.805523000000001,0,63.1,"0-60","South Carolina",null,"Columbia Metro Arpt"]
[29154,12.558015999999999,0,60.9,"0-60","South Carolina",null,"Sumter Shaw AFB"]
[29202,13.298999999999999,0,63.1,"0-60","South Carolina",null,"Columbia Metro Arpt"]
[29203,13.613473000000001,0,63.1,"0-60","South Carolina",null,"Columbia Metro Arpt"]
[29306,11.777013,0,60.1,"0-60","South Carolina",null,"Greer Greenv'l-Spartanbrg AP"]
[29335,13.093750999999997,0,60.1,"0-60","South Carolina",null,"Greer Greenv'l-Spartanbrg AP"]
[29372,12.570208000000001,0,60.1,"0-60","South Carolina",null,"Greer Greenv'l-Spartanbrg AP"]
[29407,10.600622999999999,0,65.3,"0-60","South Carolina",null,"Charleston Intl Arpt"]
[29437,10.242772,0,65.3,"0-60","South Carolina",null,"Charleston Intl Arpt"]
[29461,9.7890280000000001,0,65.3,"0-60","South Carolina",null,"Charleston Intl Arpt"]
[29485,9.7171529999999997,0,65.3,"0-60","South Carolina",null,"Charleston Intl Arpt"]
[29526,8.3426159999999996,0,63.6,"0-60","South Carolina",null,"Myrtle Beach AFB"]
[29556,10.636987,0,64.2,"0-60","South Carolina",null,"Florence Regional AP"]
[29577,8.4648449999999986,0,63.6,"0-60","South Carolina",null,"Myrtle Beach AFB"]
[29605,10.028251000000001,0,58.6,"0-60","South Carolina",null,"Greenville Downtown AP"]
[29630,8.4780269999999991,0,59.7,"0-60","South Carolina",null,"Anderson County AP"]
[29654,12.642849999999999,0,59.7,"0-60","South Carolina",null,"Anderson County AP"]
[29673,10.147844999999998,0,58.6,"0-60","South Carolina",null,"Greenville Downtown AP"]
[29693,5.478828,0,59.7,"0-60","South Carolina",null,"Anderson County AP"]
[29724,12.939398000000002,0,60.8,"0-60","North Carolina",null,"Charlotte Douglas Intl Arpt"]
[29809,12.964682,0,63.2,"0-60","Georgia",null,"Augusta Bush Field"]
[29836,13.519405999999998,0,63.2,"0-60","Georgia",null,"Augusta Bush Field"]
[29860,13.372014999999999,0,63.2,"0-60","Georgia",null,"Augusta Bush Field"]
[29921,10.718692000000001,0,64.7,"0-60","South Carolina",null,"Beaufort MCAS"]
[29944,11.405569,0,64.7,"0-60","South Carolina",null,"Beaufort MCAS"]
[30022,10.972545999999999,0,60.3,"0-60","Georgia",null,"Dekalb Peachtree"]
[30045,11.415688000000001,0,60.3,"0-60","Georgia",null,"Dekalb Peachtree"]
[30072,11.775592,0,60.3,"0-60","Georgia",null,"Dekalb Peachtree"]
[30097,10.867671,0,60.3,"0-60","Georgia",null,"Dekalb Peachtree"]
[30120,10.296683999999999,0,60.5,"0-60","Georgia",null,"Rome R B Russell AP"]
[30145,9.8319070000000011,0,60.5,"0-60","Georgia",null,"Rome R B Russell AP"]
[30176,9.7164099999999998,0,62,"0-60","Alabama",null,"Anniston Metropolitan AP"]
[30214,14.055785,0,62,"0-60","Georgia",null,"Atlanta Hartsfield Intl AP"]
[30241,13.281448000000003,0,65.400000000000006,"0-60","Georgia",null,"Columbus Metropolitan Arpt"]
[30273,14.309882,0,62,"0-60","Georgia",null,"Atlanta Hartsfield Intl AP"]
[30295,14.683560999999999,0,62,"0-60","Georgia",null,"Atlanta Hartsfield Intl AP"]
[30316,13.668955,0,62,"0-60","Georgia",null,"Atlanta Hartsfield Intl AP"]
[30339,12.726329999999997,0,58.4,"0-60","Georgia",null,"Marietta Dobbins AFB"]
[30412,16.044620999999999,0,64.8,"0-60","Georgia",null,"Alma Bacon County AP"]
[30439,14.328916999999999,0,66.400000000000006,"0-60","Georgia",null,"Savannah Intl AP"]
[30460,13.411891999999996,0,66.400000000000006,"0-60","Georgia",null,"Savannah Intl AP"]
[30511,6.5375559999999986,0,61.9,"0-60","Georgia",null,"Athens Ben Epps AP"]
[30512,0.89973299999999945,60,58,"61-120","Tennessee",null,"Knoxville McGhee Tyson AP"]
[30531,4.5728469999999986,0,61.9,"0-60","Georgia",null,"Athens Ben Epps AP"]
[30549,10.831056,0,61.9,"0-60","Georgia",null,"Athens Ben Epps AP"]
[30571,0.91380700000000026,0,61.9,"0-60","Georgia",null,"Athens Ben Epps AP"]
[30620,11.613144,0,61.9,"0-60","Georgia",null,"Athens Ben Epps AP"]
[30642,13.816320000000001,0,61.9,"0-60","Georgia",null,"Athens Ben Epps AP"]
[30673,13.133087,0,61.9,"0-60","Georgia",null,"Athens Ben Epps AP"]
[30728,7.917171999999999,0,60.5,"0-60","Georgia",null,"Rome R B Russell AP"]
[30752,6.4280439999999999,60,60.4,"61-120","Tennessee",null,"Chattanooga Lovell Field AP"]
[30815,14.235183999999999,0,63.2,"0-60","Georgia",null,"Augusta Bush Field"]
[30905,14.007377,0,63.2,"0-60","Georgia",null,"Augusta Bush Field"]
[31015,16.963366999999998,0,66.400000000000006,"0-60","Georgia",null,"Albany Dougherty County AP"]
[31031,16.787753999999996,0,62,"0-60","Georgia",null,"Warner Robins AFB"]
[31051,17.528423,0,62,"0-60","Georgia",null,"Warner Robins AFB"]
[31069,18.303156999999999,0,62,"0-60","Georgia",null,"Warner Robins AFB"]
[31088,18.875993000000001,0,62,"0-60","Georgia",null,"Warner Robins AFB"]
[31213,17.404773999999996,0,64,"0-60","Georgia",null,"Macon Middle Ga Regional AP"]
[31315,11.941649000000002,0,66.400000000000006,"0-60","Georgia",null,"Savannah Intl AP"]
[31406,11.204334000000001,0,64.900000000000006,"0-60","Georgia",null,"Hunter AAF"]
[31520,10.913241000000001,0,65.7,"0-60","Georgia",null,"Brunswick Golden Is"]
[31546,11.292870000000001,0,65.7,"0-60","Georgia",null,"Brunswick Golden Is"]
[31563,13.837915999999998,0,64.8,"0-60","Georgia",null,"Alma Bacon County AP"]
[31626,11.306133000000001,0,67.7,"0-60","Georgia",null,"Valdosta Wb Airport"]
[31645,13.824494999999999,120,65.3,"121-180","Georgia",null,"Moody AFB/Valdosta"]
[31720,16.002609,120,67.7,"121-180","Georgia",null,"Valdosta Wb Airport"]
[31764,16.610929000000002,0,66.400000000000006,"0-60","Georgia",null,"Albany Dougherty County AP"]
[31788,13.447338999999999,120,65.3,"121-180","Georgia",null,"Moody AFB/Valdosta"]
[31808,14.606572000000002,0,65.400000000000006,"0-60","Georgia",null,"Columbus Metropolitan Arpt"]
[31829,15.275742999999999,0,65.400000000000006,"0-60","Georgia",null,"Columbus Metropolitan Arpt"]
[32011,10.57226,120,67.8,"121-180","Florida",null,"Jacksonville Intl Arpt"]
[32058,10.154826999999999,120,67.8,"121-180","Florida",null,"Jacksonville NAS"]
[32081,13.812653999999998,180,67.8,"181-250","Florida",null,"Jacksonville/Craig"]
[32114,14.807402000000003,180,70.3,"181-250","Florida",null,"Daytona Beach Intl AP"]
[32139,11.824935,120,70.3,"121-180","Florida",null,"Daytona Beach Intl AP"]
[32180,12.857588,120,70.3,"121-180","Florida",null,"Daytona Beach Intl AP"]
[32211,13.147189000000001,120,67.8,"121-180","Florida",null,"Jacksonville/Craig"]
[32233,14.936497000000001,120,69.5,"121-180","Florida",null,"Mayport Ns"]
[32308,7.9004319999999995,0,66.8,"0-60","Florida",null,"Tallahassee Regional AP [ISIS]"]
[32332,8.6465460000000007,0,66.8,"0-60","Florida",null,"Tallahassee Regional AP [ISIS]"]
[32358,8.121618999999999,0,66.8,"0-60","Florida",null,"Tallahassee Regional AP [ISIS]"]
[32359,10.690498000000002,120,68.099999999999994,"121-180","Florida",null,"Gainesville Regional AP"]
[32424,8.3829529999999988,0,65.8,"0-60","Florida",null,"Tyndall AFB"]
[32444,9.5757390000000004,0,69.099999999999994,"0-60","Florida",null,"Panama City Bay Co"]
[32466,8.943168,0,69.099999999999994,"0-60","Florida",null,"Panama City Bay Co"]
[32533,6.5444909999999989,0,68.8,"0-60","Florida",null,"Pensacola Regional AP"]
[32568,5.7426900000000014,0,66.099999999999994,"0-60","Florida",null,"Whiting Field NAAS"]
[32609,10.660273,120,68.099999999999994,"121-180","Florida",null,"Gainesville Regional AP"]
[32641,10.930798999999999,120,68.099999999999994,"121-180","Florida",null,"Gainesville Regional AP"]
[32693,10.819519,120,68.099999999999994,"121-180","Florida",null,"Gainesville Regional AP"]
[32725,14.852359999999999,120,71,"121-180","Florida",null,"Orlando Sanford Airport"]
[32765,15.557517000000001,120,71,"121-180","Florida",null,"Orlando Sanford Airport"]
[32803,16.157229000000001,0,71.400000000000006,"0-60","Florida",null,"Orlando Executive AP"]
[32821,17.404722,0,71.400000000000006,"0-60","Florida",null,"Orlando Intl Arpt"]
[32901,20.175375000000003,180,72.8,"181-250","Florida",null,"Melbourne Regional AP"]
[32937,20.377581000000003,180,72.8,"181-250","Florida",null,"Melbourne Regional AP"]
[32970,19.300920999999995,180,73.5,"181-250","Florida",null,"Vero Beach Municipal Arpt"]
[33024,18.217285999999998,120,76.599999999999994,"121-180","Florida",null,"Fort Lauderdale Hollywood Int"]
[33055,19.370296,120,75.2,"121-180","Florida",null,"Miami/Opa Locka"]
[33122,21.286326000000003,120,76.099999999999994,"121-180","Florida",null,"Miami Intl AP"]
[33139,20.159392,120,76.099999999999994,"121-180","Florida",null,"Miami Intl AP"]
[33158,18.968634000000002,120,73.8,"121-180","Florida",null,"Miami/Kendall-Tamia"]
[33178,19.588875000000002,120,76.099999999999994,"121-180","Florida",null,"Miami Intl AP"]
[33301,17.646530999999996,120,76.599999999999994,"121-180","Florida",null,"Fort Lauderdale Hollywood Int"]
[33323,17.447133999999998,120,75.3,"121-180","Florida",null,"Fort Lauderdale"]
[33406,16.319678,120,74.400000000000006,"121-180","Florida",null,"West Palm Beach Intl Arpt"]
[33431,16.639657000000003,120,75.3,"121-180","Florida",null,"Fort Lauderdale"]
[33458,16.761375999999998,120,74.400000000000006,"121-180","Florida",null,"West Palm Beach Intl Arpt"]
[33483,16.535526000000001,120,74.400000000000006,"121-180","Florida",null,"West Palm Beach Intl Arpt"]
[33534,20.719358,120,71.400000000000006,"121-180","Florida",null,"MacDill AFB"]
[33565,18.167054999999998,120,70.599999999999994,"121-180","Florida",null,"Lakeland Linder Rgn"]
[33597,15.101527000000001,120,70.599999999999994,"121-180","Florida",null,"Lakeland Linder Rgn"]
[33618,19.672916000000001,120,72.099999999999994,"121-180","Florida",null,"Tampa International AP"]
[33759,19.315289999999997,120,72.2,"121-180","Florida",null,"St Petersburg Clear"]
[33823,17.879559,120,70.599999999999994,"121-180","Florida",null,"Lakeland Linder Rgn"]
[33852,19.638309,0,72.7,"0-60","Florida",null,"Southwest Florida I"]
[33876,19.070093999999997,0,70.599999999999994,"0-60","Florida",null,"Lakeland Linder Rgn"]
[33912,23.753542999999997,120,74.8,"121-180","Florida",null,"Fort Myers Page Field"]
[33944,23.044121000000001,120,72.7,"121-180","Florida",null,"Southwest Florida I"]
[33967,23.899554000000002,120,72.7,"121-180","Florida",null,"Southwest Florida I"]
[33971,23.111929000000003,120,72.7,"121-180","Florida",null,"Southwest Florida I"]
[34104,24.460201000000005,120,73.2,"121-180","Florida",null,"Naples Municipal"]
[34138,23.982188000000001,120,73.2,"121-180","Florida",null,"Naples Municipal"]
[34219,20.175373999999994,120,72,"121-180","Florida",null,"Sarasota Bradenton"]
[34239,20.700491,120,72,"121-180","Florida",null,"Sarasota Bradenton"]
[34292,20.876552000000004,120,72,"121-180","Florida",null,"Sarasota Bradenton"]
[34450,13.125634,120,68.7,"121-180","Florida",null,"Ocala Muni (AWOS)"]
[34482,11.488507999999999,120,68.7,"121-180","Florida",null,"Ocala Muni (AWOS)"]
[34638,17.095556999999999,120,72.099999999999994,"121-180","Florida",null,"Tampa International AP"]
[34685,18.469934999999996,120,72.2,"121-180","Florida",null,"St Petersburg Clear"]
[34741,17.753924999999999,0,71.400000000000006,"0-60","Florida",null,"Orlando Intl Arpt"]
[34772,17.686287999999998,0,71.400000000000006,"0-60","Florida",null,"Orlando Intl Arpt"]
[34956,18.232692,120,73.5,"121-180","Florida",null,"St Lucie Co Intl"]
[35006,11.103389999999999,0,62.6,"0-60","Alabama",null,"Birmingham Municipal AP"]
[35036,10.894506,0,62.6,"0-60","Alabama",null,"Birmingham Municipal AP"]
[35060,8.5160639999999983,0,62.6,"0-60","Alabama",null,"Birmingham Municipal AP"]
[35083,8.5912620000000004,0,60,"0-60","Alabama",null,"Huntsville Intl/Jones Field"]
[35118,11.145111999999999,0,62.6,"0-60","Alabama",null,"Birmingham Municipal AP"]
[35143,10.621296999999998,0,62.6,"0-60","Alabama",null,"Birmingham Municipal AP"]
[35184,11.410271000000002,0,62.6,"0-60","Alabama",null,"Tuscaloosa Municipal AP"]
[35214,10.877668000000002,0,62.6,"0-60","Alabama",null,"Birmingham Municipal AP"]
[35243,10.676048999999999,0,62.6,"0-60","Alabama",null,"Birmingham Municipal AP"]
[35456,11.772146000000001,0,62.6,"0-60","Alabama",null,"Tuscaloosa Municipal AP"]
[35476,11.978457000000001,0,62.6,"0-60","Alabama",null,"Tuscaloosa Municipal AP"]
[35549,10.903526999999999,0,62.6,"0-60","Alabama",null,"Tuscaloosa Municipal AP"]
[35576,11.608133,0,61.1,"0-60","Mississippi",null,"Columbus AFB"]
[35610,9.7326999999999995,60,61.8,"61-120","Alabama",null,"Muscle Shoals Regional AP"]
[35643,10.360262999999998,0,61.8,"0-60","Alabama",null,"Muscle Shoals Regional AP"]
[35672,10.910424999999998,0,61.8,"0-60","Alabama",null,"Muscle Shoals Regional AP"]
[35754,9.2735619999999983,0,60,"0-60","Alabama",null,"Huntsville Intl/Jones Field"]
[35772,7.1489960000000004,60,60.4,"61-120","Tennessee",null,"Chattanooga Lovell Field AP"]
[35901,9.7513120000000004,0,60.1,"0-60","Alabama",null,"Gadsen Muni (AWOS)"]
[35960,9.6251360000000012,0,60.5,"0-60","Georgia",null,"Rome R B Russell AP"]
[35980,8.6738250000000008,0,60.1,"0-60","Alabama",null,"Gadsen Muni (AWOS)"]
[36017,12.504583000000002,0,65.599999999999994,"0-60","Alabama",null,"Dothan Municipal AP"]
[36036,12.458758000000001,0,64.599999999999994,"0-60","Alabama",null,"Troy Af"]
[36054,13.257920999999996,0,64,"0-60","Alabama",null,"Maxwell AFB"]
[36092,12.545551,0,64,"0-60","Alabama",null,"Maxwell AFB"]
[36201,11.085685,0,62,"0-60","Alabama",null,"Anniston Metropolitan AP"]
[36203,10.945505000000001,0,62,"0-60","Alabama",null,"Anniston Metropolitan AP"]
[36267,10.223420000000001,0,62,"0-60","Alabama",null,"Anniston Metropolitan AP"]
[36310,13.448009000000001,0,65.599999999999994,"0-60","Alabama",null,"Dothan Municipal AP"]
[36344,10.291270000000001,0,63.7,"0-60","Alabama",null,"Cairns Field Fort Rucker"]
[36401,8.0783129999999979,0,66.099999999999994,"0-60","Florida",null,"Whiting Field NAAS"]
[36451,9.1525189999999998,0,63.4,"0-60","Mississippi",null,"Meridian Key Field"]
[36502,6.3369710000000001,0,66.099999999999994,"0-60","Florida",null,"Whiting Field NAAS"]
[36529,7.3526419999999995,0,66.599999999999994,"0-60","Alabama",null,"Mobile Regional AP"]
[36553,7.7183829999999984,0,66.599999999999994,"0-60","Alabama",null,"Mobile Regional AP"]
[36575,6.456116999999999,0,66.599999999999994,"0-60","Alabama",null,"Mobile Regional AP"]
[36605,6.6126049999999994,0,66.8,"0-60","Alabama",null,"Mobile Downtown AP"]
[36695,6.4270470000000008,0,66.599999999999994,"0-60","Alabama",null,"Mobile Regional AP"]
[36748,11.700390000000001,0,64.099999999999994,"0-60","Mississippi",null,"Meridian NAAS"]
[36769,11.146417999999999,0,64.400000000000006,"0-60","Alabama",null,"Montgomery Dannelly Field"]
[36832,12.932479999999998,0,61.3,"0-60","Alabama",null,"Auburn-Opelika Apt"]
[36866,12.941282000000001,0,61.3,"0-60","Alabama",null,"Auburn-Opelika Apt"]
[36915,10.466965999999999,0,63.4,"0-60","Mississippi",null,"Meridian Key Field"]
[37022,10.146250999999999,60,57.1,"61-120","Kentucky",null,"Bowling Green Warren Co AP"]
[37040,12.202555,60,57.4,"61-120","Kentucky",null,"Fort Campbell AAF"]
[37062,10.801813000000001,60,59.7,"61-120","Tennessee",null,"Nashville International AP"]
[37085,8.6175840000000008,60,59.7,"61-120","Tennessee",null,"Nashville International AP"]
[37129,10.134934999999999,60,59.7,"61-120","Tennessee",null,"Nashville International AP"]
[37149,7.8035969999999981,60,59.7,"61-120","Tennessee",null,"Nashville International AP"]
[37181,10.836763000000001,60,57.4,"61-120","Kentucky",null,"Fort Campbell AAF"]
[37208,12.871969,60,59.7,"61-120","Tennessee",null,"Nashville International AP"]
[37240,12.892396,60,59.7,"61-120","Tennessee",null,"Nashville International AP"]
[37317,3.6220029999999994,0,60.4,"0-60","Tennessee",null,"Chattanooga Lovell Field AP"]
[37334,8.2212059999999987,60,60,"61-120","Alabama",null,"Huntsville Intl/Jones Field"]
[37352,7.8220329999999993,60,60,"61-120","Alabama",null,"Huntsville Intl/Jones Field"]
[37373,7.6120990000000006,60,60.4,"61-120","Tennessee",null,"Chattanooga Lovell Field AP"]
[37398,7.180358,60,60,"61-120","Alabama",null,"Huntsville Intl/Jones Field"]
[37419,7.1367010000000004,60,60.4,"61-120","Tennessee",null,"Chattanooga Lovell Field AP"]
[37658,5.8237090000000009,0,55.3,"0-60","Tennessee",null,"Bristol Tri City Airport"]
[37692,6.1852099999999988,0,55.3,"0-60","Tennessee",null,"Bristol Tri City Airport"]
[37724,6.4990490000000012,60,55.2,"61-120","Kentucky",null,"London-Corbin AP"]
[37752,6.8563199999999984,60,55.2,"61-120","Kentucky",null,"London-Corbin AP"]
[37772,9.3696919999999988,60,58,"61-120","Tennessee",null,"Knoxville McGhee Tyson AP"]
[37820,8.9106360000000002,0,58,"0-60","Tennessee",null,"Knoxville McGhee Tyson AP"]
[37851,8.6397549999999992,60,55.2,"61-120","Kentucky",null,"London-Corbin AP"]
[37852,5.5670350000000006,60,56.7,"61-120","Tennessee",null,"Crossville Memorial AP"]
[37874,8.3696850000000005,60,58,"61-120","Tennessee",null,"Knoxville McGhee Tyson AP"]
[37902,9.850220000000002,60,58,"61-120","Tennessee",null,"Knoxville McGhee Tyson AP"]
[37934,9.4245759999999983,60,58,"61-120","Tennessee",null,"Knoxville McGhee Tyson AP"]
[38021,15.793249000000001,0,60,"0-60","Tennessee",null,"Dyersburg Municipal AP"]
[38047,13.055881999999999,0,60,"0-60","Tennessee",null,"Dyersburg Municipal AP"]
[38070,14.818306000000002,0,60,"0-60","Tennessee",null,"Dyersburg Municipal AP"]
[38114,17.143248,0,62.7,"0-60","Tennessee",null,"Memphis International AP"]
[38135,16.912922000000002,0,62.7,"0-60","Tennessee",null,"Memphis International AP"]
[38232,14.728964999999999,0,60,"0-60","Tennessee",null,"Dyersburg Municipal AP"]
[38259,14.276837000000002,0,60,"0-60","Tennessee",null,"Dyersburg Municipal AP"]
[38328,10.985645999999999,0,59.8,"0-60","Tennessee",null,"Jackson McKellar-Sipes Regl A"]
[38348,12.362517999999998,0,59.8,"0-60","Tennessee",null,"Jackson McKellar-Sipes Regl A"]
[38369,13.583454000000001,0,60,"0-60","Tennessee",null,"Dyersburg Municipal AP"]
[38401,9.8716830000000009,0,59.7,"0-60","Tennessee",null,"Nashville International AP"]
[38463,9.3424329999999998,60,61.8,"61-120","Alabama",null,"Muscle Shoals Regional AP"]
[38486,8.967587,60,61.8,"61-120","Alabama",null,"Muscle Shoals Regional AP"]
[38551,7.2099130000000002,60,56.7,"61-120","Tennessee",null,"Crossville Memorial AP"]
[38569,8.1849939999999997,60,56.7,"61-120","Tennessee",null,"Crossville Memorial AP"]
[38585,6.0532310000000011,60,56.7,"61-120","Tennessee",null,"Crossville Memorial AP"]
[38626,16.338626999999999,0,62.7,"0-60","Tennessee",null,"Memphis International AP"]
[38647,12.659791,0,62.7,"0-60","Tennessee",null,"Memphis International AP"]
[38671,16.326928000000002,0,62.7,"0-60","Tennessee",null,"Memphis International AP"]
[38722,15.818315999999998,0,64.900000000000006,"0-60","Mississippi",null,"Greenville Municipal"]
[38751,15.802461999999998,0,64.900000000000006,"0-60","Mississippi",null,"Greenville Municipal"]
[38773,16.384548000000002,0,64.900000000000006,"0-60","Mississippi",null,"Greenville Municipal"]
[38841,12.335924,0,61.8,"0-60","Mississippi",null,"Tupelo C D Lemons Arpt"]
[38862,12.170185,0,61.8,"0-60","Mississippi",null,"Tupelo C D Lemons Arpt"]
[38914,13.101869000000001,0,63.6,"0-60","Mississippi",null,"Greenwood Leflore Arpt"]
[38943,14.021167999999999,0,63.6,"0-60","Mississippi",null,"Greenwood Leflore Arpt"]
[38962,13.727695000000001,0,63.6,"0-60","Mississippi",null,"Greenwood Leflore Arpt"]
[39051,11.509948,0,63.9,"0-60","Mississippi",null,"Jackson International AP"]
[39082,11.239067,0,63.9,"0-60","Mississippi",null,"Jackson International AP"]
[39115,10.322232000000001,0,64.900000000000006,"0-60","Mississippi",null,"Greenville Municipal"]
[39157,13.413931999999999,0,63.9,"0-60","Mississippi",null,"Jackson International AP"]
[39189,10.669769000000002,0,63.4,"0-60","Mississippi",null,"Meridian Key Field"]
[39216,13.090456999999999,0,63.9,"0-60","Mississippi",null,"Jackson International AP"]
[39328,10.937629999999999,0,64.099999999999994,"0-60","Mississippi",null,"Meridian NAAS"]
[39352,11.502151,0,64.099999999999994,"0-60","Mississippi",null,"Meridian NAAS"]
[39402,10.244717999999999,0,63.6,"0-60","Mississippi",null,"Hattiesburg Laurel"]
[39406,10.266520999999999,0,63.6,"0-60","Mississippi",null,"Hattiesburg Laurel"]
[39455,8.570669999999998,0,63.6,"0-60","Mississippi",null,"Hattiesburg Laurel"]
[39481,10.086119999999999,0,63.6,"0-60","Mississippi",null,"Hattiesburg Laurel"]
[39560,6.893276000000002,0,67.5,"0-60","Mississippi",null,"Gulfport Biloxi Int"]
[39629,9.4660659999999979,0,65,"0-60","Mississippi",null,"McComb Pike County AP"]
[39735,11.571149000000002,0,60.8,"0-60","Mississippi",null,"Golden Tri (AWOS)"]
[39739,11.635119999999999,0,60.8,"0-60","Mississippi",null,"Golden Tri (AWOS)"]
[39762,11.795553999999999,0,60.8,"0-60","Mississippi",null,"Golden Tri (AWOS)"]
[39827,10.667333000000001,0,66.8,"0-60","Florida",null,"Tallahassee Regional AP [ISIS]"]
[39866,14.177964999999999,0,66.400000000000006,"0-60","Georgia",null,"Albany Dougherty County AP"]
[40013,10.172896999999999,120,56.5,"121-180","Kentucky",null,"Louisville Standiford Field"]
[40046,9.1976300000000002,120,57.8,"121-180","Kentucky",null,"Louisville Bowman Field"]
[40065,9.2276359999999968,120,57.8,"121-180","Kentucky",null,"Louisville Bowman Field"]
[40115,10.896729000000001,120,55.3,"121-180","Kentucky",null,"Fort Knox Godman AAF"]
[40160,11.534663000000002,120,55.3,"121-180","Kentucky",null,"Fort Knox Godman AAF"]
[40208,11.816189000000001,120,56.5,"121-180","Kentucky",null,"Louisville Standiford Field"]
[40228,11.310510000000003,120,57.8,"121-180","Kentucky",null,"Louisville Bowman Field"]
[40313,6.1552590000000027,60,57,"61-120","Kentucky",null,"Jackson Julian Carroll AP"]
[40353,7.4858079999999987,60,54.8,"61-120","Kentucky",null,"Lexington Bluegrass AP"]
[40385,8.2526240000000008,60,54.8,"61-120","Kentucky",null,"Lexington Bluegrass AP"]
[40445,7.9833069999999982,60,55.2,"61-120","Kentucky",null,"London-Corbin AP"]
[40504,9.3236480000000022,60,54.8,"61-120","Kentucky",null,"Lexington Bluegrass AP"]
[40701,7.7607680000000006,60,55.2,"61-120","Kentucky",null,"London-Corbin AP"]
[40810,5.7893240000000006,60,53.4,"61-120","Virginia",null,"Wise/Lonesome Pine"]
[40840,6.1211320000000011,60,55.2,"61-120","Kentucky",null,"London-Corbin AP"]
[40873,5.797464999999999,60,55.2,"61-120","Kentucky",null,"London-Corbin AP"]
[40946,7.8387629999999984,60,55.2,"61-120","Kentucky",null,"London-Corbin AP"]
[41001,10.922238,60,54.2,"61-120","Ohio",null,"Cincinnati Municipal AP Lunki"]
[41030,10.347176999999999,60,53.3,"61-120","Kentucky",null,"Cincinnati Northern Ky AP"]
[41052,10.376674999999999,60,53.3,"61-120","Kentucky",null,"Cincinnati Northern Ky AP"]
[41086,10.728283000000001,60,53.3,"61-120","Kentucky",null,"Cincinnati Northern Ky AP"]
[41129,7.9553849999999997,120,55.2,"121-180","West Virginia",null,"Huntington Tri-State Arpt"]
[41180,7.5396800000000006,120,55.2,"121-180","West Virginia",null,"Huntington Tri-State Arpt"]
[41234,7.8212399999999995,60,57,"61-120","Kentucky",null,"Jackson Julian Carroll AP"]
[41274,7.5149240000000006,60,57,"61-120","Kentucky",null,"Jackson Julian Carroll AP"]
[41397,7.0568080000000002,60,57,"61-120","Kentucky",null,"Jackson Julian Carroll AP"]
[41526,7.3776629999999983,60,53.4,"61-120","Virginia",null,"Wise/Lonesome Pine"]
[41554,7.6141420000000011,60,53.4,"61-120","Virginia",null,"Wise/Lonesome Pine"]
[41602,7.8511259999999981,60,57,"61-120","Kentucky",null,"Jackson Julian Carroll AP"]
[41603,7.8660060000000005,60,57,"61-120","Kentucky",null,"Jackson Julian Carroll AP"]
[41636,7.387611999999999,60,53.4,"61-120","Virginia",null,"Wise/Lonesome Pine"]
[41669,7.3221849999999993,60,53.4,"61-120","Virginia",null,"Wise/Lonesome Pine"]
[41745,7.1834700000000007,60,57,"61-120","Kentucky",null,"Jackson Julian Carroll AP"]
[41776,6.5355240000000006,60,57,"61-120","Kentucky",null,"Jackson Julian Carroll AP"]
[41833,5.6988910000000006,60,53.4,"61-120","Virginia",null,"Wise/Lonesome Pine"]
[41858,6.1960479999999993,60,53.4,"61-120","Virginia",null,"Wise/Lonesome Pine"]
[42031,13.955206,0,58.4,"0-60","Kentucky",null,"Paducah Barkley Regional AP"]
[42053,14.137313999999998,0,58.4,"0-60","Kentucky",null,"Paducah Barkley Regional AP"]
[42082,13.275168000000001,0,58.4,"0-60","Kentucky",null,"Paducah Barkley Regional AP"]
[42129,7.284249,120,57.1,"121-180","Kentucky",null,"Bowling Green Warren Co AP"]
[42166,7.506787000000001,120,57.1,"121-180","Kentucky",null,"Bowling Green Warren Co AP"]
[42232,12.427520999999999,60,57.4,"61-120","Kentucky",null,"Fort Campbell AAF"]
[42285,10.038040000000002,120,57.1,"121-180","Kentucky",null,"Bowling Green Warren Co AP"]
[42333,11.605485000000002,120,57.1,"121-180","Kentucky",null,"Bowling Green Warren Co AP"]
[42356,12.136022000000002,120,54.2,"121-180","Kentucky",null,"Henderson City"]
[42410,12.962183000000001,60,54.2,"61-120","Kentucky",null,"Henderson City"]
[42455,13.466224,60,54.2,"61-120","Kentucky",null,"Henderson City"]
[42541,7.5661320000000014,60,57.9,"61-120","Kentucky",null,"Somerset (AWOS)"]
[42635,6.4263999999999974,60,57.9,"61-120","Kentucky",null,"Somerset (AWOS)"]
[42731,7.1441469999999985,60,57.1,"61-120","Kentucky",null,"Bowling Green Warren Co AP"]
[42776,9.835407,120,55.3,"121-180","Kentucky",null,"Fort Knox Godman AAF"]
[43014,8.2328759999999992,180,48.7,"181-250","Ohio",null,"Mansfield Lahm Municipal Arpt"]
[43033,9.2694949999999992,180,51.9,"181-250","Ohio",null,"Columbus Port Columbus Intl A"]
[43065,10.126711999999999,180,53.7,"181-250","Ohio",null,"Ohio State Universi"]
[43085,10.498474000000002,180,53.7,"181-250","Ohio",null,"Ohio State Universi"]
[43123,10.927356000000001,180,53.7,"181-250","Ohio",null,"Ohio State Universi"]
[43146,10.687666,180,51.9,"181-250","Ohio",null,"Columbus Port Columbus Intl A"]
[43164,10.062093000000003,180,51.9,"181-250","Ohio",null,"Columbus Port Columbus Intl A"]
[43219,10.999955,180,51.9,"181-250","Ohio",null,"Columbus Port Columbus Intl A"]
[43310,10.897508999999998,180,51.3,"181-250","Ohio",null,"Findlay Airport"]
[43332,10.714941,180,51.3,"181-250","Ohio",null,"Findlay Airport"]
[43356,9.3605720000000012,180,53.7,"181-250","Ohio",null,"Ohio State Universi"]
[43430,11.934396999999999,120,49,"121-180","Ohio",null,"Toledo Express Airport"]
[43452,11.051231,120,49,"121-180","Ohio",null,"Toledo Express Airport"]
[43505,11.583755999999999,120,49.5,"121-180","Indiana",null,"Fort Wayne Intl AP"]
[43527,11.444369000000002,120,49,"121-180","Ohio",null,"Toledo Express Airport"]
[43548,11.437582000000001,120,51.3,"121-180","Ohio",null,"Findlay Airport"]
[43571,11.410062000000002,120,49,"121-180","Ohio",null,"Toledo Express Airport"]
[43604,12.204903999999999,120,49,"121-180","Ohio",null,"Toledo Express Airport"]
[43620,12.217854000000001,120,49,"121-180","Ohio",null,"Toledo Express Airport"]
[43727,9.010844999999998,180,53.5,"181-250","Ohio",null,"Zanesville Municipal AP"]
[43750,8.244218,180,53.5,"181-250","Ohio",null,"Zanesville Municipal AP"]
[43773,7.3810959999999994,180,53.5,"181-250","Ohio",null,"Zanesville Municipal AP"]
[43812,8.2125000000000004,180,53.5,"181-250","Ohio",null,"Zanesville Municipal AP"]
[43926,9.0839860000000012,120,51,"121-180","Pennsylvania",null,"Pittsburgh International AP"]
[43931,8.5905719999999999,120,51,"121-180","West Virginia",null,"Wheeling Ohio County AP"]
[43951,6.7710420000000031,120,51,"121-180","West Virginia",null,"Wheeling Ohio County AP"]
[43977,7.1390290000000007,180,51,"181-250","West Virginia",null,"Wheeling Ohio County AP"]
[44024,7.2717019999999994,120,50.5,"121-180","Ohio",null,"Burke Lakefront"]
[44052,9.6536839999999984,120,50.6,"121-180","Ohio",null,"Cleveland Hopkins Intl AP"]
[44077,7.7610680000000007,120,50.5,"121-180","Ohio",null,"Burke Lakefront"]
[44102,9.6539889999999993,120,50.5,"121-180","Ohio",null,"Burke Lakefront"]
[44117,8.8383690000000001,120,50.5,"121-180","Ohio",null,"Burke Lakefront"]
[44132,8.6809549999999991,120,50.5,"121-180","Ohio",null,"Burke Lakefront"]
[44149,9.5736709999999992,120,50.6,"121-180","Ohio",null,"Cleveland Hopkins Intl AP"]
[44234,7.4530749999999983,120,48.5,"121-180","Ohio",null,"Youngstown Regional Airport"]
[44265,9.1298519999999996,120,49.6,"121-180","Ohio",null,"Akron Akron-Canton Reg AP"]
[44302,9.3918400000000002,120,49.6,"121-180","Ohio",null,"Akron Akron-Canton Reg AP"]
[44333,9.3039099999999983,120,49.6,"121-180","Ohio",null,"Akron Akron-Canton Reg AP"]
[44425,8.2109200000000016,120,48.5,"121-180","Ohio",null,"Youngstown Regional Airport"]
[44444,8.2695180000000015,120,48.5,"121-180","Ohio",null,"Youngstown Regional Airport"]
[44484,8.3708559999999999,120,48.5,"121-180","Ohio",null,"Youngstown Regional Airport"]
[44515,8.6214499999999994,120,48.5,"121-180","Ohio",null,"Youngstown Regional Airport"]
[44622,8.7136969999999998,180,49.6,"181-250","Ohio",null,"Akron Akron-Canton Reg AP"]
[44645,9.2258010000000006,180,49.6,"181-250","Ohio",null,"Akron Akron-Canton Reg AP"]
[44669,8.8919809999999995,180,49.6,"181-250","Ohio",null,"Akron Akron-Canton Reg AP"]
[44689,8.496105,180,49.6,"181-250","Ohio",null,"Akron Akron-Canton Reg AP"]
[44714,9.4172149999999988,180,49.6,"181-250","Ohio",null,"Akron Akron-Canton Reg AP"]
[44817,10.961887000000001,120,51.3,"121-180","Ohio",null,"Findlay Airport"]
[44840,8.2303599999999992,180,48.7,"181-250","Ohio",null,"Mansfield Lahm Municipal Arpt"]
[44855,8.8420079999999999,120,48.7,"121-180","Ohio",null,"Mansfield Lahm Municipal Arpt"]
[44901,9.087690000000002,180,48.7,"181-250","Ohio",null,"Mansfield Lahm Municipal Arpt"]
[45032,11.829205999999999,120,51.6,"121-180","Ohio",null,"Dayton Wright Patterson AFB"]
[45062,11.649922999999998,180,54.2,"181-250","Ohio",null,"Cincinnati Municipal AP Lunki"]
[45113,11.830755,120,51.6,"121-180","Ohio",null,"Dayton Wright Patterson AFB"]
[45146,10.419174000000002,120,54.2,"121-180","Ohio",null,"Cincinnati Municipal AP Lunki"]
[45166,11.497318,120,51.6,"121-180","Ohio",null,"Dayton Wright Patterson AFB"]
[45208,11.878135000000002,120,54.2,"121-180","Ohio",null,"Cincinnati Municipal AP Lunki"]
[45209,11.94369,120,54.2,"121-180","Ohio",null,"Cincinnati Municipal AP Lunki"]
[45227,11.896968999999999,120,54.2,"121-180","Ohio",null,"Cincinnati Municipal AP Lunki"]
[45246,12.283048000000001,120,54.2,"121-180","Ohio",null,"Cincinnati Municipal AP Lunki"]
[45309,12.731286999999998,180,51.3,"181-250","Ohio",null,"Dayton International Airport"]
[45325,12.910432999999998,180,51.3,"181-250","Ohio",null,"Dayton International Airport"]
[45342,13.420021,180,51.6,"181-250","Ohio",null,"Dayton Wright Patterson AFB"]
[45360,12.534322,180,51.3,"181-250","Ohio",null,"Dayton International Airport"]
[45383,12.91061,180,51.3,"181-250","Ohio",null,"Dayton International Airport"]
[45415,13.672553999999998,180,51.3,"181-250","Ohio",null,"Dayton International Airport"]
[45439,13.793876999999998,180,51.6,"181-250","Ohio",null,"Dayton Wright Patterson AFB"]
[45618,8.1943219999999997,120,54.2,"121-180","Ohio",null,"Cincinnati Municipal AP Lunki"]
[45642,8.8782059999999987,180,55.2,"181-250","West Virginia",null,"Huntington Tri-State Arpt"]
[45660,9.018578999999999,120,54.2,"121-180","Ohio",null,"Cincinnati Municipal AP Lunki"]
[45686,8.685886,120,55.2,"121-180","West Virginia",null,"Huntington Tri-State Arpt"]
[45716,8.2525019999999998,120,53.5,"121-180","Ohio",null,"Zanesville Municipal AP"]
[45746,7.9698739999999999,120,54.3,"121-180","West Virginia",null,"Parkersburg Wood County AP"]
[45778,8.5086160000000017,120,54.3,"121-180","West Virginia",null,"Parkersburg Wood County AP"]
[45809,11.359943999999999,120,51.3,"121-180","Ohio",null,"Findlay Airport"]
[45832,12.109711000000001,120,49.5,"121-180","Indiana",null,"Fort Wayne Intl AP"]
[45849,11.784497000000002,120,49.5,"121-180","Indiana",null,"Fort Wayne Intl AP"]
[45871,11.713044999999997,120,51.3,"121-180","Ohio",null,"Dayton International Airport"]
[45888,11.869052,120,51.3,"121-180","Ohio",null,"Findlay Airport"]
[46017,10.987886,120,52.5,"121-180","Indiana",null,"Delaware Co Johnson"]
[46048,10.623304999999998,120,52.5,"121-180","Indiana",null,"Delaware Co Johnson"]
[46069,10.774862000000001,120,51.9,"121-180","Indiana",null,"Indianapolis Intl AP"]
[46112,10.637649000000001,120,51.9,"121-180","Indiana",null,"Indianapolis Intl AP"]
[46133,9.5717950000000016,180,52.5,"181-250","Indiana",null,"Delaware Co Johnson"]
[46158,11.158738,120,51.9,"121-180","Indiana",null,"Indianapolis Intl AP"]
[46181,10.855518000000002,120,51.9,"121-180","Indiana",null,"Indianapolis Intl AP"]
[46219,10.69162,120,51.9,"121-180","Indiana",null,"Indianapolis Intl AP"]
[46239,10.530847000000001,120,51.9,"121-180","Indiana",null,"Indianapolis Intl AP"]
[46310,11.164593999999999,180,52.5,"181-250","Illinois",null,"Chicago Midway AP"]
[46347,10.729951999999999,180,51.2,"181-250","Indiana",null,"South Bend Michiana Rgnl AP"]
[46379,11.037963000000001,180,52.5,"181-250","Illinois",null,"Chicago Midway AP"]
[46408,10.895258000000002,180,52.5,"181-250","Illinois",null,"Chicago Midway AP"]
[46526,10.790903,120,51.2,"121-180","Indiana",null,"South Bend Michiana Rgnl AP"]
[46552,10.018319999999999,180,51.2,"181-250","Indiana",null,"South Bend Michiana Rgnl AP"]
[46582,10.789435999999998,120,51.2,"121-180","Indiana",null,"South Bend Michiana Rgnl AP"]
[46703,9.7953219999999988,120,49.8,"121-180","Michigan",null,"Battle Creek Kellogg AP"]
[46704,9.7953219999999988,120,49.5,"121-180","Indiana",null,"Fort Wayne Intl AP"]
[46740,12.087384999999998,120,49.5,"121-180","Indiana",null,"Fort Wayne Intl AP"]
[46766,12.238241000000002,120,49.5,"121-180","Indiana",null,"Fort Wayne Intl AP"]
[46787,11.441825,120,49.5,"121-180","Indiana",null,"Fort Wayne Intl AP"]
[46807,13.249585,120,49.5,"121-180","Indiana",null,"Fort Wayne Intl AP"]
[46914,11.633660000000001,120,50.8,"121-180","Indiana",null,"Grissom Arb"]
[46957,11.582552,120,52.5,"121-180","Indiana",null,"Delaware Co Johnson"]
[46962,11.296974000000001,120,49.5,"121-180","Indiana",null,"Fort Wayne Intl AP"]
[46991,11.665187,120,52.5,"121-180","Indiana",null,"Delaware Co Johnson"]
[47022,11.081342999999997,180,53.3,"181-250","Kentucky",null,"Cincinnati Northern Ky AP"]
[47060,11.372710000000001,180,53.3,"181-250","Kentucky",null,"Cincinnati Northern Ky AP"]
[47122,11.109015999999997,120,56.5,"121-180","Kentucky",null,"Louisville Standiford Field"]
[47145,10.616446,120,56.5,"121-180","Kentucky",null,"Louisville Standiford Field"]
[47203,10.834507999999998,120,51.9,"121-180","Indiana",null,"Indianapolis Intl AP"]
[47246,10.588965,120,51.9,"121-180","Indiana",null,"Indianapolis Intl AP"]
[47302,10.467761999999999,120,52.5,"121-180","Indiana",null,"Delaware Co Johnson"]
[47338,11.229813999999998,120,52.5,"121-180","Indiana",null,"Delaware Co Johnson"]
[47357,9.6560990000000011,180,52.5,"181-250","Indiana",null,"Delaware Co Johnson"]
[47384,9.8917040000000007,120,52.5,"121-180","Indiana",null,"Delaware Co Johnson"]
[47420,10.592459,120,53.1,"121-180","Indiana",null,"Monroe Co"]
[47448,10.531949000000003,120,53.1,"121-180","Indiana",null,"Monroe Co"]
[47468,10.663266999999998,120,53.1,"121-180","Indiana",null,"Monroe Co"]
[47524,11.839431000000001,120,56.6,"121-180","Indiana",null,"Evansville Regional AP"]
[47553,9.9458920000000006,120,57.4,"121-180","Indiana",null,"Huntingburg"]
[47581,9.7501300000000022,120,57.4,"121-180","Indiana",null,"Huntingburg"]
[47615,11.788136999999999,60,57.4,"61-120","Indiana",null,"Huntingburg"]
[47660,11.486317999999999,60,56.6,"61-120","Indiana",null,"Evansville Regional AP"]
[47803,12.355388999999999,120,54.3,"121-180","Indiana",null,"Terre Haute Hulman Regional A"]
[47847,11.613988000000001,120,54.3,"121-180","Indiana",null,"Terre Haute Hulman Regional A"]
[47868,10.973310999999999,120,54.3,"121-180","Indiana",null,"Terre Haute Hulman Regional A"]
[47906,11.840559999999998,120,51.5,"121-180","Indiana",null,"Lafayette Purdue Univ AP"]
[47932,11.228468999999999,120,51.5,"121-180","Indiana",null,"Lafayette Purdue Univ AP"]
[47950,11.538442999999999,120,50.8,"121-180","Indiana",null,"Grissom Arb"]
[47978,11.396396000000001,180,51.5,"181-250","Indiana",null,"Lafayette Purdue Univ AP"]
[48003,11.265448999999997,60,50.3,"61-120","Michigan",null,"Mount Clemens Selfridge Fld"]
[48032,10.189688999999998,60,49.4,"61-120","Michigan",null,"St.Clair County Int"]
[48050,11.474530000000001,60,50.3,"61-120","Michigan",null,"Mount Clemens Selfridge Fld"]
[48073,12.537643999999998,60,50.4,"61-120","Michigan",null,"Detroit City Airport"]
[48093,12.101103999999999,60,50.4,"61-120","Michigan",null,"Detroit City Airport"]
[48094,11.881612000000001,60,50.3,"61-120","Michigan",null,"Mount Clemens Selfridge Fld"]
[48118,11.956313999999999,60,49.3,"61-120","Michigan",null,"Ann Arbor Municipal"]
[48139,12.172587000000002,60,50.4,"61-120","Michigan",null,"Howell"]
[48164,13.460761000000002,60,48.8,"61-120","Michigan",null,"Detroit Metropolitan Arpt"]
[48183,12.631083,60,48.8,"61-120","Michigan",null,"Detroit Metropolitan Arpt"]
[48203,12.475047999999999,60,50.4,"61-120","Michigan",null,"Detroit City Airport"]
[48218,12.259775000000001,60,48.8,"61-120","Michigan",null,"Detroit Metropolitan Arpt"]
[48236,11.309757999999999,60,50.4,"61-120","Michigan",null,"Detroit City Airport"]
[48314,12.225486,60,50.3,"61-120","Michigan",null,"Mount Clemens Selfridge Fld"]
[48336,12.968019999999999,60,50.4,"61-120","Michigan",null,"Oakland Co Intl"]
[48370,11.485326000000001,60,50.4,"61-120","Michigan",null,"Oakland Co Intl"]
[48413,9.3340260000000015,180,46.9,"181-250","Michigan",null,"Oscoda Wurtsmith AFB"]
[48430,11.858748999999998,60,47.6,"61-120","Michigan",null,"Flint Bishop Intl Arpt"]
[48455,11.292827000000001,60,50.4,"61-120","Michigan",null,"Oakland Co Intl"]
[48475,9.3761029999999987,180,49.4,"181-250","Michigan",null,"St.Clair County Int"]
[48601,11.409834,180,47.1,"181-250","Michigan",null,"Saginaw Tri City Intl AP"]
[48621,8.7835169999999998,120,43.7,"121-180","Michigan",null,"Alpena County Regional AP"]
[48636,9.0570559999999976,120,44.3,"121-180","Michigan",null,"Houghton Lake Roscommon Co Ar"]
[48659,10.186373,120,47.1,"121-180","Michigan",null,"Saginaw Tri City Intl AP"]
[48728,8.8295580000000022,120,43.7,"121-180","Michigan",null,"Alpena County Regional AP"]
[48742,8.797898,120,46.9,"121-180","Michigan",null,"Oscoda Wurtsmith AFB"]
[48808,11.938818000000001,120,47.7,"121-180","Michigan",null,"Lansing Capital City Arpt"]
[48829,9.8849920000000004,120,47.9,"121-180","Michigan",null,"Grand Rapids Kent County Int'"]
[48848,11.863147000000001,120,47.7,"121-180","Michigan",null,"Lansing Capital City Arpt"]
[48867,11.684847999999999,180,47.6,"181-250","Michigan",null,"Flint Bishop Intl Arpt"]
[48885,9.9227520000000009,120,47.9,"121-180","Michigan",null,"Grand Rapids Kent County Int'"]
[48915,11.836713,120,47.7,"121-180","Michigan",null,"Lansing Capital City Arpt"]
[49014,10.638738999999999,120,49.8,"121-180","Michigan",null,"Battle Creek Kellogg AP"]
[49036,10.127858999999999,120,49.8,"121-180","Michigan",null,"Battle Creek Kellogg AP"]
[49057,11.864709,120,49.7,"121-180","Michigan",null,"Benton Harbor/Ross"]
[49076,11.018619000000001,120,49.8,"121-180","Michigan",null,"Battle Creek Kellogg AP"]
[49094,10.480917,120,49.8,"121-180","Michigan",null,"Battle Creek Kellogg AP"]
[49116,10.321528000000001,180,51.2,"181-250","Indiana",null,"South Bend Michiana Rgnl AP"]
[49224,11.065614,120,49.7,"121-180","Michigan",null,"Jackson Reynolds Field"]
[49246,10.630891000000002,120,49.7,"121-180","Michigan",null,"Jackson Reynolds Field"]
[49264,11.982353,120,49.7,"121-180","Michigan",null,"Jackson Reynolds Field"]
[49284,11.483246999999999,120,49.7,"121-180","Michigan",null,"Jackson Reynolds Field"]
[49315,10.02148,120,47.9,"121-180","Michigan",null,"Grand Rapids Kent County Int'"]
[49332,9.5383069999999996,120,45.1,"121-180","Michigan",null,"Cadillac Wexford Co AP"]
[49333,9.860555999999999,120,47.9,"121-180","Michigan",null,"Grand Rapids Kent County Int'"]
[49349,9.8947629999999993,120,47.5,"121-180","Michigan",null,"Muskegon County Arpt"]
[49420,10.206485000000001,120,47.5,"121-180","Michigan",null,"Muskegon County Arpt"]
[49445,11.833002,120,47.5,"121-180","Michigan",null,"Muskegon County Arpt"]
[49461,11.440743000000001,120,47.5,"121-180","Michigan",null,"Muskegon County Arpt"]
[49548,10.011722000000001,120,47.9,"121-180","Michigan",null,"Grand Rapids Kent County Int'"]
[49626,9.4412389999999995,120,46.9,"121-180","Michigan",null,"Manistee (AWOS)"]
[49656,9.3595499999999987,120,45.1,"121-180","Michigan",null,"Cadillac Wexford Co AP"]
[49666,9.3258070000000011,120,45.3,"121-180","Michigan",null,"Traverse City Cherry Capital"]
[49689,9.6337590000000013,120,46.9,"121-180","Michigan",null,"Manistee (AWOS)"]
[49720,8.6349739999999997,120,46.3,"121-180","Michigan",null,"Pellston Emmet County AP"]
[49744,8.8835239999999995,120,43.7,"121-180","Michigan",null,"Alpena County Regional AP"]
[49765,8.6551600000000004,120,46.3,"121-180","Michigan",null,"Pellston Emmet County AP"]
[49796,8.4610619999999983,120,46.3,"121-180","Michigan",null,"Pellston Emmet County AP"]
[49820,6.7730259999999998,120,40.299999999999997,"121-180","Michigan",null,"Chippewa Co Intl"]
[49840,7.2186129999999995,120,41.9,"121-180","Michigan",null,"Escanaba (AWOS)"]
[49870,7.4575110000000002,120,43.9,"121-180","Michigan",null,"Iron Mountain/Ford"]
[49887,8.3400169999999996,120,45.4,"121-180","Michigan",null,"Menominee (AWOS)"]
[49913,7.2983220000000006,60,41.1,"61-120","Michigan",null,"Hancock Houghton Co AP"]
[49938,5.4575370000000003,60,41.9,"61-120","Michigan",null,"Ironwood (AWOS)"]
[49963,7.2948650000000015,60,41.1,"61-120","Michigan",null,"Hancock Houghton Co AP"]
[50011,13.044435,120,49.2,"121-180","Iowa",null,"Boone Muni"]
[50035,13.264742999999998,180,50.5,"181-250","Iowa",null,"Des Moines Intl AP"]
[50055,12.573757000000001,120,50.4,"121-180","Iowa",null,"Newton Muni"]
[50072,13.666723000000001,180,50.5,"181-250","Iowa",null,"Des Moines Intl AP"]
[50111,14.191496999999998,180,50.5,"181-250","Iowa",null,"Des Moines Intl AP"]
[50129,13.648733,180,48.7,"181-250","Iowa",null,"Carroll"]
[50147,12.732125,120,51.8,"121-180","Iowa",null,"Chariton"]
[50164,13.200793999999997,180,49.3,"181-250","Iowa",null,"Atlantic"]
[50212,13.201865999999999,180,49.2,"181-250","Iowa",null,"Boone Muni"]
[50230,12.124072,120,50.8,"121-180","Iowa",null,"Webster City"]
[50247,11.947327000000001,120,50.4,"121-180","Iowa",null,"Newton Muni"]
[50266,14.527335000000001,180,50.5,"181-250","Iowa",null,"Des Moines Intl AP"]
[50278,12.107228999999998,120,49.2,"121-180","Iowa",null,"Boone Muni"]
[50426,12.520685999999998,120,45.1,"121-180","Minnesota",null,"Austin Muni"]
[50447,12.392341,180,48.2,"181-250","Iowa",null,"Algona"]
[50464,10.203908999999999,120,45.3,"121-180","Iowa",null,"Mason City Municipal Arpt"]
[50482,11.679031999999998,120,45.3,"121-180","Iowa",null,"Mason City Municipal Arpt"]
[50523,12.809617999999997,180,47.8,"181-250","Iowa",null,"Fort Dodge (AWOS)"]
[50541,13.452462000000002,180,47.8,"181-250","Iowa",null,"Fort Dodge (AWOS)"]
[50542,12.558342000000001,180,47.8,"181-250","Iowa",null,"Fort Dodge (AWOS)"]
[50563,13.876481999999999,180,47.8,"181-250","Iowa",null,"Fort Dodge (AWOS)"]
[50582,13.218468000000001,180,47.8,"181-250","Iowa",null,"Fort Dodge (AWOS)"]
[50603,8.7328130000000002,120,48.5,"121-180","Iowa",null,"Charles City"]
[50625,10.910199,120,48.5,"121-180","Iowa",null,"Charles City"]
[50645,9.0683880000000006,120,48.5,"121-180","Iowa",null,"Charles City"]
[50666,9.6464160000000021,120,48.5,"121-180","Iowa",null,"Charles City"]
[50702,9.6689170000000004,120,47.6,"121-180","Iowa",null,"Waterloo Municipal AP"]
[50846,12.853149999999999,120,50.8,"121-180","Iowa",null,"Creston"]
[51001,20.714523999999994,120,51,"121-180","Iowa",null,"Le Mars"]
[51020,14.081873000000002,120,48,"121-180","Iowa",null,"Storm Lake"]
[51037,15.419265999999999,120,48.6,"121-180","Iowa",null,"Orange City"]
[51055,19.497484,120,49.1,"121-180","Iowa",null,"Sioux City Sioux Gateway AP"]
[51230,19.046734000000001,180,46.2,"181-250","South Dakota",null,"Sioux Falls Foss Field"]
[51247,19.652531000000003,180,48.6,"181-250","Iowa",null,"Orange City"]
[51351,14.478268999999997,120,44.4,"121-180","Iowa",null,"Spencer"]
[51439,15.374063999999999,120,50,"121-180","Iowa",null,"Denison"]
[51455,13.887677999999998,120,48.7,"121-180","Iowa",null,"Carroll"]
[51526,18.071605999999999,120,52,"121-180","Nebraska",null,"Omaha Eppley Airfield"]
[51534,16.885538,120,50.9,"121-180","Nebraska",null,"Bellevue Offutt AFB"]
[51560,15.272559000000001,120,51.4,"121-180","Iowa",null,"Council Bluffs"]
[51601,15.042348,120,51.2,"121-180","Iowa",null,"Shenandoah Muni"]
[51652,16.927604999999996,120,51.2,"121-180","Iowa",null,"Shenandoah Muni"]
[52041,9.7876169999999991,120,48.5,"121-180","Iowa",null,"Monticello Muni"]
[52064,9.9652220000000007,120,49,"121-180","Iowa",null,"Clinton Muni (AWOS)"]
[52133,8.8582689999999982,120,51,"121-180","Iowa",null,"Decorah"]
[52159,10.113322999999999,120,51,"121-180","Iowa",null,"Decorah"]
[52202,10.439544000000001,120,48.2,"121-180","Iowa",null,"Cedar Rapids Municipal AP"]
[52219,10.327179999999998,120,48.5,"121-180","Iowa",null,"Monticello Muni"]
[52237,10.022495000000001,120,48.5,"121-180","Iowa",null,"Monticello Muni"]
[52302,10.917076,120,48.2,"121-180","Iowa",null,"Cedar Rapids Municipal AP"]
[52322,12.325486,120,48.2,"121-180","Iowa",null,"Cedar Rapids Municipal AP"]
[52338,11.93628,120,48.2,"121-180","Iowa",null,"Cedar Rapids Municipal AP"]
[52356,12.777184,120,50.7,"121-180","Iowa",null,"Washington"]
[52535,12.579445000000003,180,51.4,"181-250","Iowa",null,"Fair Field"]
[52556,12.507622,120,51.4,"121-180","Iowa",null,"Fair Field"]
[52580,12.559116,120,51.4,"121-180","Iowa",null,"Fair Field"]
[52621,13.186064,120,50.7,"121-180","Iowa",null,"Washington"]
[52645,11.998128999999999,120,53.5,"121-180","Iowa",null,"Burlington Municipal AP"]
[52646,12.497748999999999,120,53.5,"121-180","Iowa",null,"Burlington Municipal AP"]
[52721,12.31296,120,50.9,"121-180","Iowa",null,"Muscatine"]
[52747,12.660835000000001,120,50.9,"121-180","Iowa",null,"Muscatine"]
[52767,13.107564999999999,180,50.3,"181-250","Illinois",null,"Moline Quad City Intl AP"]
[53001,10.174812000000003,180,44.4,"181-250","Wisconsin",null,"Wittman Rgnl"]
[53019,9.8615540000000017,120,44.4,"121-180","Wisconsin",null,"Wittman Rgnl"]
[53038,9.345583999999997,180,48.3,"181-250","Wisconsin",null,"Watertown"]
[53075,10.357123999999999,120,44.4,"121-180","Wisconsin",null,"Wittman Rgnl"]
[53086,9.8899899999999992,180,48.3,"181-250","Wisconsin",null,"Watertown"]
[53110,10.434007000000001,180,46.6,"181-250","Wisconsin",null,"Milwaukee Mitchell Intl AP"]
[53140,10.116604000000001,180,48,"181-250","Illinois",null,"Chicago/Waukegan"]
[53170,9.9895870000000002,180,48,"181-250","Illinois",null,"Chicago/Waukegan"]
[53192,9.5174040000000009,180,48,"181-250","Illinois",null,"Chicago/Waukegan"]
[53216,11.027664999999999,180,46.6,"181-250","Wisconsin",null,"Milwaukee Mitchell Intl AP"]
[53295,10.526272000000001,180,46.6,"181-250","Wisconsin",null,"Milwaukee Mitchell Intl AP"]
[53511,9.1204699999999974,180,47.6,"181-250","Wisconsin",null,"Janesville/Rock Co."]
[53532,8.5649180000000005,180,45.9,"181-250","Wisconsin",null,"Madison Dane Co Regional Arpt [ISIS]"]
[53551,9.2288720000000026,180,48.3,"181-250","Wisconsin",null,"Watertown"]
[53571,8.5571920000000024,180,45.9,"181-250","Wisconsin",null,"Madison Dane Co Regional Arpt [ISIS]"]
[53587,8.7493669999999995,180,45.9,"181-250","Iowa",null,"Dubuque Regional AP"]
[53713,8.7717299999999998,180,45.9,"181-250","Wisconsin",null,"Madison Dane Co Regional Arpt [ISIS]"]
[53808,8.8754519999999992,120,45.9,"121-180","Iowa",null,"Dubuque Regional AP"]
[53911,8.491832999999998,180,45.9,"181-250","Wisconsin",null,"Madison Dane Co Regional Arpt [ISIS]"]
[53934,8.1733199999999986,60,46,"61-120","Wisconsin",null,"Marshfield Muni"]
[53953,8.4022019999999991,120,45.9,"121-180","Wisconsin",null,"Madison Dane Co Regional Arpt [ISIS]"]
[54004,9.6382019999999997,60,42.8,"61-120","Wisconsin",null,"Rice Lake Municipal"]
[54024,10.821157000000001,60,42.5,"61-120","Minnesota",null,"Cambridge Muni"]
[54113,9.7038110000000017,120,47.3,"121-180","Wisconsin",null,"Appleton/Outagamie"]
[54136,9.629585999999998,120,47.3,"121-180","Wisconsin",null,"Appleton/Outagamie"]
[54160,8.2292899999999989,120,46.4,"121-180","Wisconsin",null,"Manitowac Muni AWOS"]
[54204,8.9974840000000018,120,46.2,"121-180","Wisconsin",null,"Sturgeon Bay"]
[54230,9.9931030000000014,120,46.4,"121-180","Wisconsin",null,"Manitowac Muni AWOS"]
[54401,6.5800399999999986,60,45.4,"61-120","Wisconsin",null,"Wausau Municipal Arpt"]
[54411,5.9108269999999994,60,45.4,"61-120","Wisconsin",null,"Wausau Municipal Arpt"]
[54443,6.9146470000000004,60,42.3,"61-120","Wisconsin",null,"Mosinee/Central Wi"]
[54462,5.636463,60,42.8,"61-120","Wisconsin",null,"Antigo/Lang (AWOS)"]
[54482,7.3393389999999998,60,42.3,"61-120","Wisconsin",null,"Mosinee/Central Wi"]
[54512,4.9782420000000016,60,42.6,"61-120","Wisconsin",null,"Minocqua/Woodruff"]
[54534,5.0688379999999995,60,41.9,"61-120","Michigan",null,"Ironwood (AWOS)"]
[54536,5.1039370000000002,60,41.9,"61-120","Michigan",null,"Ironwood (AWOS)"]
[54556,5.4678649999999998,60,42.9,"61-120","Wisconsin",null,"Phillips/Price Co."]
[54611,7.3633280000000001,120,43.8,"121-180","Wisconsin",null,"Eau Claire County AP"]
[54629,9.843001000000001,120,45.8,"121-180","Minnesota",null,"Winona Muni (AWOS)"]
[54646,7.7449830000000004,60,46,"61-120","Wisconsin",null,"Marshfield Muni"]
[54666,7.3061389999999999,120,46,"121-180","Wisconsin",null,"Marshfield Muni"]
[54729,8.2735619999999983,60,43.8,"61-120","Wisconsin",null,"Eau Claire County AP"]
[54747,9.036093000000001,120,45.8,"121-180","Minnesota",null,"Winona Muni (AWOS)"]
[54766,6.6401789999999998,60,42.9,"61-120","Wisconsin",null,"Phillips/Price Co."]
[54817,7.825006000000001,60,42.8,"61-120","Wisconsin",null,"Rice Lake Municipal"]
[54838,7.4961979999999997,60,39.200000000000003,"61-120","Minnesota",null,"Duluth International Arpt"]
[54856,6.685338999999999,60,41.9,"61-120","Michigan",null,"Ironwood (AWOS)"]
[54875,8.0510230000000025,60,42.8,"61-120","Wisconsin",null,"Rice Lake Municipal"]
[54915,9.6047969999999996,120,47.3,"121-180","Wisconsin",null,"Appleton/Outagamie"]
[54941,9.157985,120,44.4,"121-180","Wisconsin",null,"Wittman Rgnl"]
[54963,9.2960570000000011,120,44.4,"121-180","Wisconsin",null,"Wittman Rgnl"]
[54985,8.7614240000000017,120,44.4,"121-180","Wisconsin",null,"Wittman Rgnl"]
[55018,12.332927,120,46.1,"121-180","Minnesota",null,"Faribault Muni AWOS"]
[55038,12.962341,120,44.9,"121-180","Minnesota",null,"St Paul Downtown AP"]
[55057,12.877938000000002,120,46.1,"121-180","Minnesota",null,"Faribault Muni AWOS"]
[55090,12.210115999999999,120,44.9,"121-180","Minnesota",null,"St Paul Downtown AP"]
[55108,14.381456999999999,120,44.9,"121-180","Minnesota",null,"St Paul Downtown AP"]
[55123,14.092595999999999,120,45.2,"121-180","Minnesota",null,"South St Paul Muni"]
[55306,13.918272999999999,180,45.9,"181-250","Minnesota",null,"Minneapolis-St Paul Int'l Arp"]
[55322,13.952867999999999,180,46.1,"181-250","Minnesota",null,"Flying Cloud"]
[55339,14.439652000000001,120,44.1,"121-180","Minnesota",null,"Hutchinson (AWOS)"]
[55357,14.203923999999999,120,44,"121-180","Minnesota",null,"Minneapolis/Crystal"]
[55374,13.935669000000001,120,44,"121-180","Minnesota",null,"Minneapolis/Crystal"]
[55395,14.274074000000001,120,44.1,"121-180","Minnesota",null,"Hutchinson (AWOS)"]
[55413,14.501633,120,44,"121-180","Minnesota",null,"Minneapolis/Crystal"]
[55428,14.291259999999999,120,44,"121-180","Minnesota",null,"Minneapolis/Crystal"]
[55444,14.114040999999999,120,44,"121-180","Minnesota",null,"Minneapolis/Crystal"]
[55609,4.2864240000000011,60,40.4,"61-120","Minnesota",null,"Two Harbors"]
[55711,7.1235129999999991,60,40.299999999999997,"61-120","Minnesota",null,"Cloquet (AWOS)"]
[55733,6.520764999999999,60,40.299999999999997,"61-120","Minnesota",null,"Cloquet (AWOS)"]
[55756,7.6459659999999996,60,40.299999999999997,"61-120","Minnesota",null,"Cloquet (AWOS)"]
[55780,7.190487000000001,60,40.299999999999997,"61-120","Minnesota",null,"Cloquet (AWOS)"]
[55804,6.0565930000000003,60,40.4,"61-120","Minnesota",null,"Two Harbors"]
[55910,9.93797,120,45.8,"121-180","Minnesota",null,"Winona Muni (AWOS)"]
[55912,10.012882000000001,120,45.1,"121-180","Minnesota",null,"Austin Muni"]
[55933,8.50244,120,45.1,"121-180","Minnesota",null,"Austin Muni"]
[55952,9.4983570000000004,120,45.8,"121-180","Minnesota",null,"Winona Muni (AWOS)"]
[55970,9.3022939999999998,120,45.1,"121-180","Minnesota",null,"Austin Muni"]
[55991,10.777369999999999,120,46,"121-180","Minnesota",null,"Red Wing"]
[56022,15.547357,180,46,"181-250","Minnesota",null,"New Ulm Muni (AWOS)"]
[56041,15.188101,180,46,"181-250","Minnesota",null,"New Ulm Muni (AWOS)"]
[56058,14.484491999999999,180,45.8,"181-250","Minnesota",null,"Mankato (AWOS)"]
[56093,12.520835999999999,120,45.9,"121-180","Minnesota",null,"Owatonna (AWOS)"]
[56115,16.949826999999996,180,45.9,"181-250","Minnesota",null,"Marshall/Ryan (AWOS)"]
[56134,17.627915999999999,180,43.2,"181-250","Minnesota",null,"Pipestone (AWOS)"]
[56152,16.462215000000004,180,44.9,"181-250","Minnesota",null,"Redwood Falls Muni"]
[56169,17.360922999999996,180,45.9,"181-250","Minnesota",null,"Marshall/Ryan (AWOS)"]
[56187,15.620061,180,45.4,"181-250","Minnesota",null,"Worthington (AWOS)"]
[56223,17.828690999999999,180,45.9,"181-250","Minnesota",null,"Marshall/Ryan (AWOS)"]
[56241,17.334884999999996,180,45.9,"181-250","Minnesota",null,"Marshall/Ryan (AWOS)"]
[56264,18.137620999999999,180,45.9,"181-250","Minnesota",null,"Marshall/Ryan (AWOS)"]
[56283,16.725361000000003,180,44.9,"181-250","Minnesota",null,"Redwood Falls Muni"]
[56304,12.278185999999998,120,41.9,"121-180","Minnesota",null,"St Cloud Regional Arpt"]
[56324,16.379934000000002,180,42.3,"181-250","Minnesota",null,"Alexandria Municipal AP"]
[56342,9.8226849999999999,60,42.7,"61-120","Minnesota",null,"Mora Muni (AWOS)"]
[56362,14.003677,120,45.4,"121-180","Minnesota",null,"Litchfield Muni"]
[56382,12.953392999999998,120,41.2,"121-180","Minnesota",null,"Little Falls (AWOS)"]
[56440,13.154629999999997,120,42.3,"121-180","Minnesota",null,"Alexandria Municipal AP"]
[56464,12.417054,120,40.9,"121-180","Minnesota",null,"Park Rapids Municipal AP"]
[56484,10.932876999999998,120,40.9,"121-180","Minnesota",null,"Park Rapids Municipal AP"]
[56525,19.510390999999998,120,41.5,"121-180","North Dakota",null,"Fargo Hector International AP"]
[56546,19.034030999999999,120,41.5,"121-180","North Dakota",null,"Fargo Hector International AP"]
[56568,18.675774999999994,120,39.4,"121-180","Minnesota",null,"Crookston Muni Fld"]
[56585,16.621368000000004,120,42.8,"121-180","Minnesota",null,"Detroit Lakes (AWOS)"]
[56628,8.8868930000000006,60,41.2,"61-120","Minnesota",null,"Grand Rapids (AWOS)"]
[56652,12.236281999999999,120,41.4,"121-180","Minnesota",null,"Bemidji Municipal"]
[56671,11.792812999999999,120,39.4,"121-180","Minnesota",null,"Fosston (AWOS)"]
[56711,10.313399,60,38.9,"61-120","Minnesota",null,"Roseau Muni (AWOS)"]
[56722,17.901028999999998,120,39.4,"121-180","Minnesota",null,"Crookston Muni Fld"]
[56757,17.876265,120,40.9,"121-180","Minnesota",null,"Hallock"]
[57013,21.400283000000002,180,46.2,"181-250","South Dakota",null,"Sioux Falls Foss Field"]
[57031,23.525655999999994,120,48.4,"121-180","South Dakota",null,"Chan Gurney Muni"]
[57047,21.697852999999999,120,46.2,"121-180","South Dakota",null,"Sioux Falls Foss Field"]
[57064,21.280651000000002,120,46.2,"121-180","South Dakota",null,"Sioux Falls Foss Field"]
[57065,19.281546999999996,180,43.2,"181-250","Minnesota",null,"Pipestone (AWOS)"]
[57105,20.781629000000002,180,46.2,"181-250","South Dakota",null,"Sioux Falls Foss Field"]
[57221,19.657181999999999,180,42.2,"181-250","South Dakota",null,"Watertown Municipal AP"]
[57241,19.856762000000003,180,42.2,"181-250","South Dakota",null,"Watertown Municipal AP"]
[57260,19.696571000000002,120,42.9,"121-180","Minnesota",null,"Wheaton Ndb (AWOS)"]
[57279,20.234591000000002,180,42.9,"181-250","Minnesota",null,"Wheaton Ndb (AWOS)"]
[57329,25.055264000000001,120,48.4,"121-180","South Dakota",null,"Chan Gurney Muni"]
[57349,19.172825,180,46,"181-250","South Dakota",null,"Mitchell (AWOS)"]
[57370,28.214008,120,46,"121-180","South Dakota",null,"Mitchell (AWOS)"]
[57420,23.713391000000001,120,43.9,"121-180","South Dakota",null,"Mobridge"]
[57439,25.629283000000001,180,45.1,"181-250","South Dakota",null,"Aberdeen Regional Arpt"]
[57460,23.991301999999997,180,45.1,"181-250","South Dakota",null,"Aberdeen Regional Arpt"]
[57479,23.503632,180,45.1,"181-250","South Dakota",null,"Aberdeen Regional Arpt"]
[57540,28.490245999999999,120,45.2,"121-180","Minnesota",null,"Fergus Falls (AWOS)"]
[57566,32.807435999999996,60,49.4,"61-120","Nebraska",null,"Valentine Miller Field"]
[57621,30.949930000000002,120,43.9,"121-180","South Dakota",null,"Mobridge"]
[57642,30.324613000000003,120,43.9,"121-180","South Dakota",null,"Mobridge"]
[57702,31.241227000000002,180,45.8,"181-250","South Dakota",null,"Ellsworth AFB"]
[57741,32.523322,180,45.8,"181-250","South Dakota",null,"Ellsworth AFB"]
[57762,33.899518,180,45.8,"181-250","South Dakota",null,"Ellsworth AFB"]
[57794,34.624608999999992,60,49,"61-120","Nebraska",null,"Chadron Municipal AP"]
[58011,20.244229000000001,120,41.5,"121-180","North Dakota",null,"Fargo Hector International AP"]
[58036,19.611359,120,41.5,"121-180","North Dakota",null,"Fargo Hector International AP"]
[58057,20.694319,120,41.5,"121-180","North Dakota",null,"Fargo Hector International AP"]
[58076,19.249616000000003,120,42.9,"121-180","Minnesota",null,"Wheaton Ndb (AWOS)"]
[58212,19.512416000000002,120,41.9,"121-180","North Dakota",null,"Grand Forks Af"]
[58235,19.629543999999999,120,41.9,"121-180","North Dakota",null,"Grand Forks Af"]
[58259,18.775405000000003,120,41.9,"121-180","North Dakota",null,"Grand Forks Af"]
[58277,19.465854999999998,120,41.9,"121-180","North Dakota",null,"Grand Forks Af"]
[58331,16.940268,120,40.700000000000003,"121-180","North Dakota",null,"Devils Lake (AWOS)"]
[58356,20.669263000000001,180,40.700000000000003,"181-250","North Dakota",null,"Devils Lake (AWOS)"]
[58381,19.922504,120,40.700000000000003,"121-180","North Dakota",null,"Devils Lake (AWOS)"]
[58423,21.771716999999999,180,43.3,"181-250","North Dakota",null,"Bismarck Municipal Arpt [ISIS]"]
[58443,20.850062000000001,120,40.4,"121-180","North Dakota",null,"Jamestown Municipal Arpt"]
[58472,21.863157000000001,180,40.4,"181-250","North Dakota",null,"Jamestown Municipal Arpt"]
[58490,21.103413999999997,180,40.4,"181-250","North Dakota",null,"Jamestown Municipal Arpt"]
[58530,24.375818000000002,120,43.3,"121-180","North Dakota",null,"Bismarck Municipal Arpt [ISIS]"]
[58559,23.117541999999997,120,43.3,"121-180","North Dakota",null,"Bismarck Municipal Arpt [ISIS]"]
[58576,23.507192000000003,120,43.3,"121-180","North Dakota",null,"Bismarck Municipal Arpt [ISIS]"]
[58577,23.734751999999997,120,43.3,"121-180","North Dakota",null,"Bismarck Municipal Arpt [ISIS]"]
[58634,28.006247000000002,180,40.5,"181-250","Montana",null,"Sidney-Richland"]
[58653,29.585691000000001,120,41.6,"121-180","North Dakota",null,"Dickinson Municipal AP"]
[58721,20.272864999999999,180,41.9,"181-250","North Dakota",null,"Minot AFB"]
[58746,20.321902000000001,180,41.9,"181-250","North Dakota",null,"Minot AFB"]
[58770,22.830488000000003,120,41.8,"121-180","North Dakota",null,"Minot Faa AP"]
[58789,20.582329000000005,180,41.9,"181-250","North Dakota",null,"Minot AFB"]
[58847,25.128792999999998,120,42.9,"121-180","North Dakota",null,"Williston Sloulin Intl AP"]
[59022,35.256967999999993,180,46.4,"181-250","Wyoming",null,"Sheridan County Arpt"]
[59033,31.494681999999997,120,46.9,"121-180","Montana",null,"Livingston Mission Field"]
[59055,30.631225000000001,180,46.9,"181-250","Montana",null,"Livingston Mission Field"]
[59072,34.591997999999997,180,48,"181-250","Montana",null,"Billings Logan Int'l Arpt"]
[59102,36.940787000000007,120,48,"121-180","Montana",null,"Billings Logan Int'l Arpt"]
[59226,29.266526999999996,120,42.9,"121-180","North Dakota",null,"Williston Sloulin Intl AP"]
[59256,24.975289999999998,120,42.9,"121-180","North Dakota",null,"Williston Sloulin Intl AP"]
[59313,31.345210000000002,180,42.9,"181-250","Montana",null,"Glendive (AWOS)"]
[59339,33.972846999999994,120,42.9,"121-180","Montana",null,"Glendive (AWOS)"]
[59416,33.235730000000004,120,44.7,"121-180","Montana",null,"Great Falls Intl Arpt"]
[59441,30.057550999999997,180,43.5,"181-250","Montana",null,"Lewistown Municipal Arpt"]
[59461,34.408696000000006,120,43.3,"121-180","Montana",null,"Cut Bank Muni AP"]
[59482,28.864901999999997,180,43.3,"181-250","Montana",null,"Cut Bank Muni AP"]
[59528,32.207415000000005,180,44.1,"181-250","Montana",null,"Havre City-County AP"]
[59602,31.489632,120,44.9,"121-180","Montana",null,"Helena Regional Airport"]
[59648,30.766672,120,44.9,"121-180","Montana",null,"Helena Regional Airport"]
[59728,25.959966000000001,60,44.9,"61-120","Montana",null,"Helena Regional Airport"]
[59748,27.116456999999997,60,40.6,"61-120","Montana",null,"Butte Bert Mooney Arpt"]
[59804,24.961336000000003,60,45.5,"61-120","Montana",null,"Missoula International AP"]
[59834,23.430163,60,45.5,"61-120","Montana",null,"Missoula International AP"]
[59856,22.541976999999996,60,45.5,"61-120","Montana",null,"Missoula International AP"]
[59901,18.927429,60,43.8,"61-120","Montana",null,"Kalispell Glacier Pk Int'l Ar"]
[59926,19.648829000000003,60,43.8,"61-120","Montana",null,"Kalispell Glacier Pk Int'l Ar"]
[60008,11.060988000000002,180,50,"181-250","Illinois",null,"Chicago Ohare Intl AP"]
[60031,10.51859,180,48,"181-250","Illinois",null,"Chicago/Waukegan"]
[60053,11.565872000000001,180,50,"181-250","Illinois",null,"Chicago Ohare Intl AP"]
[60067,10.869819999999999,180,50,"181-250","Illinois",null,"Chicago Ohare Intl AP"]
[60103,10.670387000000002,180,50.7,"181-250","Illinois",null,"W. Chicago/Du Page"]
[60124,10.140058000000002,180,50.7,"181-250","Illinois",null,"W. Chicago/Du Page"]
[60145,9.8484269999999992,180,47.6,"181-250","Illinois",null,"Rockford Greater Rockford AP"]
[60165,11.414068,180,50,"181-250","Illinois",null,"Chicago Ohare Intl AP"]
[60169,10.778895,180,50,"181-250","Illinois",null,"Chicago Ohare Intl AP"]
[60189,10.939709000000001,180,50.7,"181-250","Illinois",null,"W. Chicago/Du Page"]
[60402,11.433415999999999,180,52.5,"181-250","Illinois",null,"Chicago Midway AP"]
[60423,11.382677999999999,180,52.5,"181-250","Illinois",null,"Chicago Midway AP"]
[60440,11.127743000000002,180,50.7,"181-250","Illinois",null,"W. Chicago/Du Page"]
[60456,11.382438,180,52.5,"181-250","Illinois",null,"Chicago Midway AP"]
[60472,11.318523000000001,180,52.5,"181-250","Illinois",null,"Chicago Midway AP"]
[60501,11.362401000000002,180,52.5,"181-250","Illinois",null,"Chicago Midway AP"]
[60520,10.972876999999999,180,48.7,"181-250","Illinois",null,"Aurora Municipal"]
[60541,11.988372999999999,180,48.7,"181-250","Illinois",null,"Aurora Municipal"]
[60557,11.062353,180,48.7,"181-250","Illinois",null,"Aurora Municipal"]
[60607,11.430759,180,52.5,"181-250","Illinois",null,"Chicago Midway AP"]
[60622,11.477717999999998,180,52.5,"181-250","Illinois",null,"Chicago Midway AP"]
[60640,11.489525999999998,180,52.5,"181-250","Illinois",null,"Chicago Midway AP"]
[60657,11.471879000000001,180,52.5,"181-250","Illinois",null,"Chicago Midway AP"]
[60912,11.920024,180,51.5,"181-250","Indiana",null,"Lafayette Purdue Univ AP"]
[60931,11.950644,180,51.5,"181-250","Indiana",null,"Lafayette Purdue Univ AP"]
[60951,12.252839000000002,180,51.5,"181-250","Indiana",null,"Lafayette Purdue Univ AP"]
[60969,12.700063,180,48.7,"181-250","Illinois",null,"Aurora Municipal"]
[61019,8.7654450000000015,180,47.6,"181-250","Wisconsin",null,"Janesville/Rock Co."]
[61042,10.572507999999997,180,50.3,"181-250","Illinois",null,"Sterling Rockfalls"]
[61068,10.121865,180,47.6,"181-250","Illinois",null,"Rockford Greater Rockford AP"]
[61081,9.7234899999999982,180,50.3,"181-250","Illinois",null,"Sterling Rockfalls"]
[61112,9.3387410000000024,180,47.6,"181-250","Illinois",null,"Rockford Greater Rockford AP"]
[61244,10.852118999999998,180,50.3,"181-250","Illinois",null,"Moline Quad City Intl AP"]
[61270,9.6909940000000017,180,50.3,"181-250","Illinois",null,"Sterling Rockfalls"]
[61311,13.16409,180,50.7,"181-250","Illinois",null,"Central Illinois Rg"]
[61326,12.581600999999999,180,50.3,"181-250","Illinois",null,"Sterling Rockfalls"]
[61342,12.121788000000002,180,50.3,"181-250","Illinois",null,"Sterling Rockfalls"]
[61364,13.193660000000001,180,50.7,"181-250","Illinois",null,"Central Illinois Rg"]
[61411,10.950527999999998,180,53.5,"181-250","Iowa",null,"Burlington Municipal AP"]
[61426,12.166721000000001,180,50.5,"181-250","Illinois",null,"Peoria Greater Peoria AP"]
[61443,10.583429000000002,120,50.3,"121-180","Illinois",null,"Moline Quad City Intl AP"]
[61466,10.80691,120,50.3,"121-180","Illinois",null,"Moline Quad City Intl AP"]
[61483,10.896928000000001,180,50.5,"181-250","Illinois",null,"Peoria Greater Peoria AP"]
[61525,11.788596999999999,180,50.5,"181-250","Illinois",null,"Peoria Greater Peoria AP"]
[61542,11.689173,180,50.5,"181-250","Illinois",null,"Peoria Greater Peoria AP"]
[61564,11.507259000000001,180,50.5,"181-250","Illinois",null,"Peoria Greater Peoria AP"]
[61611,12.294715000000004,180,50.5,"181-250","Illinois",null,"Peoria Greater Peoria AP"]
[61727,12.913162,180,53.1,"181-250","Illinois",null,"Decatur"]
[61728,12.844794,180,50.7,"181-250","Illinois",null,"Central Illinois Rg"]
[61743,13.186532,180,50.7,"181-250","Illinois",null,"Central Illinois Rg"]
[61764,13.264248999999998,180,50.7,"181-250","Illinois",null,"Central Illinois Rg"]
[61812,11.954901,120,52,"121-180","Illinois",null,"Univ Of Illinois Wi [Bondville - Surfrad]"]
[61839,12.978850999999999,180,52,"181-250","Illinois",null,"Univ Of Illinois Wi [Bondville - Surfrad]"]
[61855,13.239125999999999,180,53.1,"181-250","Illinois",null,"Decatur"]
[61875,12.707682999999999,120,52,"121-180","Illinois",null,"Univ Of Illinois Wi [Bondville - Surfrad]"]
[61924,11.697950999999998,120,54.3,"121-180","Indiana",null,"Terre Haute Hulman Regional A"]
[61956,12.349921,120,52,"121-180","Illinois",null,"Univ Of Illinois Wi [Bondville - Surfrad]"]
[62015,14.155315999999999,120,53.2,"121-180","Illinois",null,"Springfield Capital AP"]
[62034,16.179215999999997,120,53.9,"121-180","Illinois",null,"Belleville Scott AFB"]
[62054,15.31715,180,56.1,"181-250","Missouri",null,"St Louis Lambert Int'l Arpt"]
[62077,14.112297000000002,120,53.9,"121-180","Illinois",null,"Belleville Scott AFB"]
[62093,14.544142999999998,120,56.1,"121-180","Missouri",null,"St Louis Lambert Int'l Arpt"]
[62217,15.670381999999998,120,53.9,"121-180","Illinois",null,"Belleville Scott AFB"]
[62239,16.719925,120,56.2,"121-180","Illinois",null,"Cahokia/St. Louis"]
[62258,15.981089000000003,120,53.9,"121-180","Illinois",null,"Belleville Scott AFB"]
[62277,15.173647000000001,120,55.9,"121-180","Missouri",null,"Farmington"]
[62298,15.909730999999999,120,56.2,"121-180","Illinois",null,"Cahokia/St. Louis"]
[62330,11.751830999999999,120,53.6,"121-180","Iowa",null,"Fort Madison"]
[62353,11.671814999999999,180,53.6,"181-250","Illinois",null,"Quincy Muni Baldwin Fld"]
[62373,12.487858999999998,120,53.5,"121-180","Iowa",null,"Keokuk Muni"]
[62420,13.083174,120,54.3,"121-180","Indiana",null,"Terre Haute Hulman Regional A"]
[62440,13.495596000000003,120,53.1,"121-180","Illinois",null,"Decatur"]
[62459,14.710607,120,54.3,"121-180","Indiana",null,"Terre Haute Hulman Regional A"]
[62477,12.756023000000001,120,54.3,"121-180","Indiana",null,"Terre Haute Hulman Regional A"]
[62522,13.597956,180,53.1,"181-250","Illinois",null,"Decatur"]
[62543,13.314153999999998,180,53.1,"181-250","Illinois",null,"Decatur"]
[62561,14.308541999999999,180,53.2,"181-250","Illinois",null,"Springfield Capital AP"]
[62617,12.017561000000001,180,53.2,"181-250","Illinois",null,"Springfield Capital AP"]
[62638,13.017555999999999,180,53.2,"181-250","Illinois",null,"Springfield Capital AP"]
[62668,13.03421,180,53.2,"181-250","Illinois",null,"Springfield Capital AP"]
[62691,11.898752000000002,180,53.2,"181-250","Illinois",null,"Springfield Capital AP"]
[62807,14.820061000000001,120,55.9,"121-180","Illinois",null,"Mount Vernon (AWOS)"]
[62812,14.503606999999997,120,55.9,"121-180","Illinois",null,"Marion Regional"]
[62843,13.966047000000003,120,55.9,"121-180","Illinois",null,"Mount Vernon (AWOS)"]
[62863,12.923003,120,56.6,"121-180","Indiana",null,"Evansville Regional AP"]
[62880,14.742913,120,55.9,"121-180","Illinois",null,"Mount Vernon (AWOS)"]
[62895,14.513783,120,55.9,"121-180","Illinois",null,"Mount Vernon (AWOS)"]
[62896,14.410347000000002,120,55.9,"121-180","Illinois",null,"Marion Regional"]
[62916,14.754130000000002,120,57.5,"121-180","Illinois",null,"Southern Illinois"]
[62934,13.828028,60,55.9,"61-120","Illinois",null,"Marion Regional"]
[62953,13.928601,60,58.4,"61-120","Kentucky",null,"Paducah Barkley Regional AP"]
[62970,14.198266,60,58.4,"61-120","Kentucky",null,"Paducah Barkley Regional AP"]
[62995,13.769696999999999,60,55.9,"61-120","Illinois",null,"Marion Regional"]
[63020,15.00056,120,55.9,"121-180","Missouri",null,"Farmington"]
[63041,15.377488,120,56.9,"121-180","Missouri",null,"St Louis Spirit Of St Louis A"]
[63061,15.398493999999999,120,56.9,"121-180","Missouri",null,"St Louis Spirit Of St Louis A"]
[63090,15.262022999999999,120,56.9,"121-180","Missouri",null,"St Louis Spirit Of St Louis A"]
[63115,16.947576000000002,120,56.1,"121-180","Missouri",null,"St Louis Lambert Int'l Arpt"]
[63130,16.934215999999999,120,56.1,"121-180","Missouri",null,"St Louis Lambert Int'l Arpt"]
[63147,16.891668000000003,120,56.2,"121-180","Illinois",null,"Cahokia/St. Louis"]
[63348,15.288960999999997,120,56.9,"121-180","Missouri",null,"St Louis Spirit Of St Louis A"]
[63370,14.097279,120,56.9,"121-180","Missouri",null,"St Louis Spirit Of St Louis A"]
[63401,12.278458999999998,120,53.6,"121-180","Illinois",null,"Quincy Muni Baldwin Fld"]
[63447,13.828208,120,50.4,"121-180","Missouri",null,"Kirksville Regional AP"]
[63464,13.567138999999997,120,50.4,"121-180","Missouri",null,"Kirksville Regional AP"]
[63536,13.062161000000001,120,50.4,"121-180","Missouri",null,"Kirksville Regional AP"]
[63555,13.181035000000001,120,50.4,"121-180","Missouri",null,"Kirksville Regional AP"]
[63623,14.472966,60,55.9,"61-120","Missouri",null,"Farmington"]
[63656,14.435580999999999,60,55.9,"61-120","Missouri",null,"Farmington"]
[63703,14.296438,60,56.3,"61-120","Missouri",null,"Cape Girardeau Municipal AP"]
[63751,14.332090000000001,60,56.3,"61-120","Missouri",null,"Cape Girardeau Municipal AP"]
[63782,14.823267,60,56.3,"61-120","Missouri",null,"Cape Girardeau Municipal AP"]
[63829,17.729158999999999,60,58.7,"61-120","Arkansas",null,"Jonesboro Muni"]
[63857,16.940654000000002,60,60,"61-120","Tennessee",null,"Dyersburg Municipal AP"]
[63880,16.22681,60,58,"61-120","Missouri",null,"Poplar Bluff (AMOS)"]
[63944,14.823197,60,58,"61-120","Missouri",null,"Poplar Bluff (AMOS)"]
[64001,14.339196999999999,120,55.4,"121-180","Missouri",null,"Whiteman AFB"]
[64034,13.579734,120,56.2,"121-180","Kansas",null,"Olathe/Johnson Co."]
[64062,13.927570000000001,120,53.7,"121-180","Missouri",null,"Kansas City Int'l Arpt"]
[64079,13.314075999999998,120,53.7,"121-180","Missouri",null,"Kansas City Int'l Arpt"]
[64098,13.245018000000002,120,53.7,"121-180","Missouri",null,"Kansas City Int'l Arpt"]
[64120,14.758429,120,58.5,"121-180","Missouri",null,"Kansas City Downtown AP"]
[64138,14.524928000000001,120,58.5,"121-180","Missouri",null,"Kansas City Downtown AP"]
[64163,14.077496000000002,120,53.7,"121-180","Missouri",null,"Kansas City Int'l Arpt"]
[64428,13.965166,120,52.1,"121-180","Iowa",null,"Clarinda"]
[64444,14.360288999999998,120,53.7,"121-180","Missouri",null,"Kansas City Int'l Arpt"]
[64445,14.216242999999999,120,52.1,"121-180","Iowa",null,"Clarinda"]
[64466,15.628715999999999,120,52,"121-180","Nebraska",null,"Falls City/Brenner"]
[64483,15.037459,120,53.6,"121-180","Missouri",null,"St Joseph Rosecrans Memorial"]
[64503,15.411465,120,53.6,"121-180","Missouri",null,"St Joseph Rosecrans Memorial"]
[64633,13.446437999999999,120,55.4,"121-180","Missouri",null,"Whiteman AFB"]
[64650,13.712925,120,53.7,"121-180","Missouri",null,"Kansas City Int'l Arpt"]
[64670,13.777017000000001,120,53.6,"121-180","Missouri",null,"St Joseph Rosecrans Memorial"]
[64722,14.303215,120,56.2,"121-180","Kansas",null,"Olathe/Johnson Co."]
[64744,12.682744000000001,120,55.7,"121-180","Missouri",null,"Springfield Regional Arpt"]
[64776,12.567640000000003,120,55.4,"121-180","Missouri",null,"Whiteman AFB"]
[64831,14.007135,60,57,"61-120","Arkansas",null,"Bentonville (AWOS)"]
[64855,13.412330999999998,60,60.2,"61-120","Missouri",null,"Joplin Municipal AP"]
[65010,12.929563,120,53.7,"121-180","Missouri",null,"Columbia Regional Airport"]
[65039,13.207375000000001,120,53.7,"121-180","Missouri",null,"Columbia Regional Airport"]
[65061,14.210213999999999,120,56.7,"121-180","Missouri",null,"Jefferson City Mem"]
[65079,13.581115,120,56.5,"121-180","Missouri",null,"Kaiser Mem (AWOS)"]
[65233,13.083684,120,53.7,"121-180","Missouri",null,"Columbia Regional Airport"]
[65257,11.944110999999998,120,53.7,"121-180","Missouri",null,"Columbia Regional Airport"]
[65281,12.378656000000001,120,50.4,"121-180","Missouri",null,"Kirksville Regional AP"]
[65326,12.991797000000002,120,56.5,"121-180","Missouri",null,"Kaiser Mem (AWOS)"]
[65347,13.470731000000001,120,55.4,"121-180","Missouri",null,"Whiteman AFB"]
[65446,14.160715,120,54.3,"121-180","Missouri",null,"Vichy Rolla Natl Arpt"]
[65479,13.264697,60,56.4,"61-120","Missouri",null,"Ft Lnrd Wd AAF"]
[65555,13.144248999999999,60,56.4,"61-120","Missouri",null,"Ft Lnrd Wd AAF"]
[65588,14.369440000000001,60,58,"61-120","Missouri",null,"Poplar Bluff (AMOS)"]
[65614,12.546873000000001,60,58.7,"61-120","Arkansas",null,"Harrison Faa AP"]
[65633,12.601762000000001,60,55.7,"61-120","Missouri",null,"Springfield Regional Arpt"]
[65654,12.421990999999998,60,55.7,"61-120","Missouri",null,"Springfield Regional Arpt"]
[65676,12.834245000000001,60,59.1,"61-120","Arkansas",null,"Flippin (AWOS)"]
[65710,12.465015000000001,120,55.7,"121-180","Missouri",null,"Springfield Regional Arpt"]
[65729,12.979240999999998,60,59.1,"61-120","Arkansas",null,"Flippin (AWOS)"]
[65752,12.285363,60,55.7,"61-120","Missouri",null,"Springfield Regional Arpt"]
[65770,12.427087,120,55.7,"121-180","Missouri",null,"Springfield Regional Arpt"]
[65788,13.735246999999999,60,59.1,"61-120","Arkansas",null,"Flippin (AWOS)"]
[66010,15.108764999999998,120,57.6,"121-180","Kansas",null,"Chanute Martin Johnson AP"]
[66014,15.148682000000001,120,55.4,"121-180","Kansas",null,"Olathe Johnson Co Industrial"]
[66049,15.584474999999998,180,55,"181-250","Kansas",null,"Topeka Municipal AP"]
[66073,15.467485000000002,180,55,"181-250","Kansas",null,"Topeka Municipal AP"]
[66094,16.813774000000002,120,52,"121-180","Nebraska",null,"Falls City/Brenner"]
[66095,16.301146999999997,120,55.2,"121-180","Kansas",null,"Topeka Forbes Field"]
[66204,14.338589999999998,180,58.5,"181-250","Missouri",null,"Kansas City Downtown AP"]
[66219,13.860999,180,56.2,"181-250","Kansas",null,"Olathe/Johnson Co."]
[66412,20.788691999999998,120,52.6,"121-180","Nebraska",null,"Beatrice Municipal"]
[66431,17.243796,120,55.2,"121-180","Kansas",null,"Topeka Forbes Field"]
[66507,17.667403,180,55.2,"181-250","Kansas",null,"Topeka Forbes Field"]
[66527,17.433119999999999,180,52,"181-250","Nebraska",null,"Falls City/Brenner"]
[66544,19.292873000000004,120,55.6,"121-180","Kansas",null,"Manhattan Rgnl"]
[66611,17.756296000000003,180,55.2,"181-250","Kansas",null,"Topeka Forbes Field"]
[66714,17.412280999999997,120,57.6,"121-180","Kansas",null,"Chanute Martin Johnson AP"]
[66741,16.108978999999998,120,60.2,"121-180","Missouri",null,"Joplin Municipal AP"]
[66767,14.545263000000002,120,57.6,"121-180","Kansas",null,"Chanute Martin Johnson AP"]
[66801,19.314632,60,53.2,"61-120","Kansas",null,"Emporia Municipal AP"]
[66853,19.918821000000001,120,53.2,"121-180","Kansas",null,"Emporia Municipal AP"]
[66870,19.149321,120,53.2,"121-180","Kansas",null,"Emporia Municipal AP"]
[66942,27.615596999999998,180,55.9,"181-250","Kansas",null,"Concordia Blosser Muni AP"]
[66963,28.910534999999996,180,55.9,"181-250","Kansas",null,"Concordia Blosser Muni AP"]
[67013,29.563793000000004,180,56.9,"181-250","Kansas",null,"McConnell AFB"]
[67031,32.004294000000002,120,57,"121-180","Kansas",null,"Wichita Mid-Continent AP"]
[67055,28.043470999999997,180,55.8,"181-250","Kansas",null,"Wichita/Col. Jabara"]
[67072,22.625331999999997,180,55.8,"181-250","Kansas",null,"Wichita/Col. Jabara"]
[67118,33.360761000000004,120,57,"121-180","Kansas",null,"Wichita Mid-Continent AP"]
[67146,27.809985999999995,180,56.9,"181-250","Kansas",null,"McConnell AFB"]
[67205,30.320734000000002,180,57,"181-250","Kansas",null,"Wichita Mid-Continent AP"]
[67223,30.824380000000001,180,57,"181-250","Kansas",null,"Wichita Mid-Continent AP"]
[67337,17.460577000000001,120,57.8,"121-180","Oklahoma",null,"Bartlesville/Philli"]
[67357,15.958696,60,57.6,"61-120","Kansas",null,"Chanute Martin Johnson AP"]
[67430,30.351194,180,55.9,"181-250","Kansas",null,"Concordia Blosser Muni AP"]
[67449,23.02957,60,57,"61-120","Kansas",null,"Fort Riley Marshall AAF"]
[67473,31.929395000000003,180,54.7,"181-250","Kansas",null,"Russell Municipal AP"]
[67502,31.984171000000003,180,56.5,"181-250","Kansas",null,"Hutchinson Municipal AP"]
[67524,33.399395000000005,180,55.1,"181-250","Kansas",null,"Great Bend (AWOS)"]
[67557,37.439580999999997,180,55.1,"181-250","Kansas",null,"Great Bend (AWOS)"]
[67576,36.196717,180,55.1,"181-250","Kansas",null,"Great Bend (AWOS)"]
[67634,32.708408000000006,180,54.7,"181-250","Kansas",null,"Russell Municipal AP"]
[67651,32.988865999999994,180,54.7,"181-250","Kansas",null,"Russell Municipal AP"]
[67672,37.129963000000004,180,52.5,"181-250","Kansas",null,"Hill City Municipal AP"]
[67741,40.236658999999996,180,50.9,"181-250","Kansas",null,"Goodland Renner Field"]
[67764,39.776364999999998,180,50.9,"181-250","Kansas",null,"Goodland Renner Field"]
[67849,41.549413000000001,180,54.7,"181-250","Kansas",null,"Dodge City Regional AP"]
[67850,40.758847000000003,180,53.6,"181-250","Kansas",null,"Garden City Municipal AP"]
[67869,46.861156999999999,180,55.4,"181-250","Kansas",null,"Liberal Muni"]
[68002,19.323164999999999,120,48.6,"121-180","Nebraska",null,"Fremont Muni Arpt"]
[68023,18.276052999999997,120,51,"121-180","Nebraska",null,"Omaha Wsfo"]
[68044,19.648783000000002,120,48.6,"121-180","Nebraska",null,"Fremont Muni Arpt"]
[68067,19.550552000000003,120,49.1,"121-180","Iowa",null,"Sioux City Sioux Gateway AP"]
[68112,18.211504999999999,120,51,"121-180","Nebraska",null,"Omaha Wsfo"]
[68135,18.354011,120,51,"121-180","Nebraska",null,"Omaha Wsfo"]
[68305,19.468039999999998,120,52,"121-180","Nebraska",null,"Falls City/Brenner"]
[68327,24.687624,120,55.9,"121-180","Kansas",null,"Concordia Blosser Muni AP"]
[68343,22.719284999999999,120,52.2,"121-180","Nebraska",null,"Lincoln Municipal Arpt"]
[68360,22.326245999999998,120,52.2,"121-180","Nebraska",null,"Lincoln Municipal Arpt"]
[68379,18.779515,120,51.2,"121-180","Iowa",null,"Shenandoah Muni"]
[68416,23.170834999999997,120,52.6,"121-180","Nebraska",null,"Beatrice Municipal"]
[68437,19.536821000000003,120,52,"121-180","Nebraska",null,"Falls City/Brenner"]
[68455,17.253666000000003,120,50.9,"121-180","Nebraska",null,"Bellevue Offutt AFB"]
[68505,20.810322000000003,120,52.2,"121-180","Nebraska",null,"Lincoln Municipal Arpt"]
[68527,20.022745999999998,120,52.2,"121-180","Nebraska",null,"Lincoln Municipal Arpt"]
[68633,20.231928,120,48.6,"121-180","Nebraska",null,"Fremont Muni Arpt"]
[68652,23.099301000000001,60,48.6,"61-120","Nebraska",null,"Norfolk Karl Stefan Mem Arpt"]
[68701,22.791387999999998,120,48.6,"121-180","Nebraska",null,"Norfolk Karl Stefan Mem Arpt"]
[68727,22.700782,120,48.4,"121-180","South Dakota",null,"Chan Gurney Muni"]
[68745,21.800392999999996,120,48.4,"121-180","South Dakota",null,"Chan Gurney Muni"]
[68764,24.271467000000001,60,46.1,"61-120","Nebraska",null,"O`Neill/Baker Field"]
[68781,23.121518999999996,120,48.6,"121-180","Nebraska",null,"Norfolk Karl Stefan Mem Arpt"]
[68813,26.885377000000002,60,48.1,"61-120","Nebraska",null,"Broken Bow Muni"]
[68832,26.302567999999997,120,51.1,"121-180","Nebraska",null,"Hastings Municipal"]
[68849,27.897937999999996,120,49.6,"121-180","Nebraska",null,"Kearney Muni (AWOS)"]
[68869,26.735586000000001,60,49.6,"61-120","Nebraska",null,"Kearney Muni (AWOS)"]
[68922,32.583762,180,49.1,"181-250","Nebraska",null,"Brewster Field Arpt"]
[68938,25.773228,120,51.1,"121-180","Nebraska",null,"Hastings Municipal"]
[68956,27.282212999999992,120,51.1,"121-180","Nebraska",null,"Hastings Municipal"]
[68975,25.160905000000003,120,51.1,"121-180","Nebraska",null,"Hastings Municipal"]
[69026,34.101167000000004,180,52.4,"181-250","Nebraska",null,"McCook Municipal"]
[69044,35.314326000000001,180,52.4,"181-250","Nebraska",null,"McCook Municipal"]
[69046,33.868769999999998,180,52.4,"181-250","Nebraska",null,"McCook Municipal"]
[69153,35.029088999999999,180,51.1,"181-250","Nebraska",null,"Imperial Faa AP"]
[69201,31.168317000000005,60,49.4,"61-120","Nebraska",null,"Valentine Miller Field"]
[69335,32.963884,60,47.9,"61-120","Nebraska",null,"Alliance Municipal"]
[69336,36.175604999999997,180,48.7,"181-250","Nebraska",null,"Scottsbluff W B Heilig Field"]
[69355,33.997566999999997,180,48.7,"181-250","Nebraska",null,"Scottsbluff W B Heilig Field"]
[70031,6.4938030000000007,60,68.8,"61-120","Louisiana",null,"New Orleans Intl Arpt"]
[70057,6.2078129999999998,60,68.8,"61-120","Louisiana",null,"New Orleans Intl Arpt"]
[70084,6.4125319999999997,60,68.8,"61-120","Louisiana",null,"New Orleans Intl Arpt"]
[70121,6.7227379999999997,60,68.8,"61-120","Louisiana",null,"New Orleans Intl Arpt"]
[70340,6.6239380000000008,60,67.7,"61-120","Louisiana",null,"Patterson Memorial"]
[70360,6.0425889999999995,60,67.8,"61-120","Louisiana",null,"Houma-Terrebonne"]
[70401,7.1885930000000009,0,68.8,"0-60","Louisiana",null,"New Orleans Intl Arpt"]
[70443,7.2132710000000007,0,66.8,"0-60","Louisiana",null,"Baton Rouge Ryan Arpt"]
[70461,7.3121860000000014,60,69.7,"61-120","Louisiana",null,"New Orleans Lakefront AP"]
[70514,6.2619050000000005,0,67.7,"0-60","Louisiana",null,"Patterson Memorial"]
[70533,6.6636019999999991,0,66.8,"0-60","Louisiana",null,"New Iberia NAAS"]
[70556,7.3421950000000002,60,67.599999999999994,"61-120","Louisiana",null,"Lafayette Regional AP"]
[70585,8.939388000000001,60,66.7,"61-120","Louisiana",null,"England AFB"]
[70637,11.429712,60,65.2,"61-120","Louisiana",null,"Fort Polk AAF"]
[70656,12.634841,60,65.2,"61-120","Louisiana",null,"Fort Polk AAF"]
[70714,8.6718209999999996,0,66.8,"0-60","Louisiana",null,"Baton Rouge Ryan Arpt"]
[70740,7.1846009999999989,0,66.8,"0-60","Louisiana",null,"Baton Rouge Ryan Arpt"]
[70761,8.9157650000000004,0,66.8,"0-60","Louisiana",null,"Baton Rouge Ryan Arpt"]
[70782,7.9299580000000001,0,66.8,"0-60","Louisiana",null,"Baton Rouge Ryan Arpt"]
[70811,8.5241970000000009,0,66.8,"0-60","Louisiana",null,"Baton Rouge Ryan Arpt"]
[71018,16.980177000000001,60,63.9,"61-120","Louisiana",null,"Barksdale AFB"]
[71039,17.440693999999997,60,63.9,"61-120","Louisiana",null,"Barksdale AFB"]
[71064,16.834878,60,64.400000000000006,"61-120","Louisiana",null,"Shreveport Downtown"]
[71104,19.257265999999998,60,63.9,"61-120","Louisiana",null,"Barksdale AFB"]
[71209,16.298920000000003,0,64.7,"0-60","Louisiana",null,"Monroe Regional AP"]
[71241,15.937079000000001,0,64.7,"0-60","Louisiana",null,"Monroe Regional AP"]
[71268,15.976583,60,64.7,"61-120","Louisiana",null,"Monroe Regional AP"]
[71303,13.273472,0,66.7,"0-60","Louisiana",null,"England AFB"]
[71342,13.920574999999999,60,65.3,"61-120","Louisiana",null,"Alexandria Esler Regional AP"]
[71368,14.767430000000001,60,65.099999999999994,"61-120","Mississippi",null,"Natchez/Hardy (AWOS)"]
[71411,16.613885,60,66.7,"61-120","Louisiana",null,"England AFB"]
[71433,12.008357999999999,60,66.7,"61-120","Louisiana",null,"England AFB"]
[71462,17.383957000000002,0,65.2,"0-60","Louisiana",null,"Fort Polk AAF"]
[71601,17.035706999999999,0,62.2,"0-60","Arkansas",null,"Pine Bluff Faa AP"]
[71652,16.322620999999998,0,62.2,"0-60","Arkansas",null,"Pine Bluff Faa AP"]
[71675,16.703661,0,62.2,"0-60","Arkansas",null,"Pine Bluff Faa AP"]
[71745,16.397300999999999,0,64.099999999999994,"0-60","Arkansas",null,"El Dorado Goodwin Field"]
[71747,16.107911000000001,0,64.099999999999994,"0-60","Arkansas",null,"El Dorado Goodwin Field"]
[71820,15.177146,120,64.8,"121-180","Arkansas",null,"Texarkana Webb Field"]
[71842,15.555562000000002,120,64.8,"121-180","Arkansas",null,"Texarkana Webb Field"]
[71866,15.822014000000001,120,64.8,"121-180","Arkansas",null,"Texarkana Webb Field"]
[71945,11.059184000000002,120,60.1,"121-180","Arkansas",null,"Fort Smith Regional AP"]
[71970,13.310784999999999,0,61.7,"0-60","Arkansas",null,"Memorial Fld"]
[72012,16.159825999999999,60,61,"61-120","Arkansas",null,"Little Rock AFB"]
[72029,16.619143999999999,60,62.8,"61-120","Arkansas",null,"Stuttgart (AWOS)"]
[72047,15.735731999999999,60,61,"61-120","Arkansas",null,"Little Rock AFB"]
[72072,16.755699999999997,60,62.8,"61-120","Arkansas",null,"Stuttgart (AWOS)"]
[72101,16.411514,60,59.3,"61-120","Arkansas",null,"Batesville (AWOS)"]
[72120,16.613239000000004,60,61,"61-120","Arkansas",null,"Little Rock AFB"]
[72137,15.298324999999998,60,61,"61-120","Arkansas",null,"Little Rock AFB"]
[72168,16.489089999999997,60,62.2,"61-120","Arkansas",null,"Pine Bluff Faa AP"]
[72210,16.267420999999999,0,61.8,"0-60","Arkansas",null,"Little Rock Adams Field"]
[72328,16.914632999999998,60,64.900000000000006,"61-120","Mississippi",null,"Greenville Municipal"]
[72351,17.954706000000002,60,58.7,"61-120","Arkansas",null,"Jonesboro Muni"]
[72374,16.759605999999998,60,62.8,"61-120","Arkansas",null,"Stuttgart (AWOS)"]
[72411,18.221579999999999,60,58.7,"61-120","Arkansas",null,"Jonesboro Muni"]
[72429,17.022017000000002,60,58.7,"61-120","Arkansas",null,"Jonesboro Muni"]
[72445,17.195868000000004,60,59.4,"61-120","Arkansas",null,"Walnut Ridge (AWOS)"]
[72467,18.003413999999999,60,58.7,"61-120","Arkansas",null,"Jonesboro Muni"]
[72519,14.038976999999999,60,59.1,"61-120","Arkansas",null,"Flippin (AWOS)"]
[72536,14.451972,60,59.3,"61-120","Arkansas",null,"Batesville (AWOS)"]
[72562,15.816594999999998,60,59.3,"61-120","Arkansas",null,"Batesville (AWOS)"]
[72583,13.782667999999999,60,59.1,"61-120","Arkansas",null,"Flippin (AWOS)"]
[72632,13.236742,60,57.8,"61-120","Arkansas",null,"Rogers (AWOS)"]
[72653,13.523589999999999,60,59.1,"61-120","Arkansas",null,"Flippin (AWOS)"]
[72680,13.689727,60,59.1,"61-120","Arkansas",null,"Flippin (AWOS)"]
[72722,13.332381,120,58.8,"121-180","Arkansas",null,"Siloam Spring (AWOS)"]
[72751,13.073597999999999,60,57.8,"61-120","Arkansas",null,"Rogers (AWOS)"]
[72802,15.510885999999999,60,61,"61-120","Arkansas",null,"Little Rock AFB"]
[72841,13.086511,0,60.1,"0-60","Arkansas",null,"Fort Smith Regional AP"]
[72863,15.537897000000001,60,60.1,"61-120","Arkansas",null,"Fort Smith Regional AP"]
[72935,13.341893000000002,60,60.1,"61-120","Arkansas",null,"Fort Smith Regional AP"]
[72952,14.346753,60,60.1,"61-120","Arkansas",null,"Fort Smith Regional AP"]
[73014,38.024127000000007,120,59.6,"121-180","Oklahoma",null,"Oklahoma City/Wiley"]
[73032,29.904095999999996,180,59.7,"181-250","Oklahoma",null,"Oklahoma City Tinker AFB"]
[73051,30.491966999999999,120,59.7,"121-180","Oklahoma",null,"Oklahoma City Tinker AFB"]
[73052,34.497839000000006,180,60.4,"181-250","Oklahoma",null,"Oklahoma City Will Rogers Wor"]
[73068,30.891363000000002,120,59.7,"121-180","Oklahoma",null,"Oklahoma City Tinker AFB"]
[73090,35.868091,120,59.6,"121-180","Oklahoma",null,"Oklahoma City/Wiley"]
[73110,31.884669000000002,120,59.7,"121-180","Oklahoma",null,"Oklahoma City Tinker AFB"]
[73130,31.434578000000002,120,59.7,"121-180","Oklahoma",null,"Oklahoma City Tinker AFB"]
[73165,31.697255999999999,120,59.7,"121-180","Oklahoma",null,"Oklahoma City Tinker AFB"]
[73442,38.075035,180,61.9,"181-250","Oklahoma",null,"Lawton Municipal"]
[73463,34.270895999999993,180,63.2,"181-250","Texas",null,"Wichita Falls Municipal Arpt"]
[73532,48.454121000000008,180,63.1,"181-250","Oklahoma",null,"Altus AFB"]
[73551,45.679220999999991,180,61.9,"181-250","Oklahoma",null,"Lawton Municipal"]
[73569,40.551931000000003,180,63.2,"181-250","Texas",null,"Wichita Falls Municipal Arpt"]
[73641,43.358229999999999,180,58.7,"181-250","Oklahoma",null,"Clinton-Sherman"]
[73663,41.008425000000003,120,58.9,"121-180","Oklahoma",null,"Gage Airport"]
[73724,39.946601999999999,120,58.1,"121-180","Oklahoma",null,"Vance AFB"]
[73743,35.030129000000002,180,58.1,"181-250","Oklahoma",null,"Vance AFB"]
[73762,35.967461,120,59.6,"121-180","Oklahoma",null,"Oklahoma City/Wiley"]
[73843,47.654021999999998,180,58.9,"181-250","Oklahoma",null,"Gage Airport"]
[73937,50.256459,180,54.9,"181-250","New Mexico",null,"Clayton Municipal Airpark"]
[74008,21.240752000000001,120,60.1,"121-180","Oklahoma",null,"Tulsa International Airport"]
[74029,21.431535999999994,120,57.8,"121-180","Oklahoma",null,"Bartlesville/Philli"]
[74047,22.130939000000001,120,60.1,"121-180","Oklahoma",null,"Tulsa International Airport"]
[74068,23.135289000000004,120,60.3,"121-180","Oklahoma",null,"Stillwater Rgnl"]
[74103,22.340939000000002,120,60.1,"121-180","Oklahoma",null,"Tulsa International Airport"]
[74128,21.329577999999998,120,60.1,"121-180","Oklahoma",null,"Tulsa International Airport"]
[74333,16.357571999999998,60,60.2,"61-120","Missouri",null,"Joplin Municipal AP"]
[74359,14.191338,120,58.8,"121-180","Arkansas",null,"Siloam Spring (AWOS)"]
[74423,17.446482,120,60.1,"121-180","Arkansas",null,"Fort Smith Regional AP"]
[74445,21.089358999999998,120,60.1,"121-180","Oklahoma",null,"Tulsa International Airport"]
[74464,14.94106,120,58.8,"121-180","Arkansas",null,"Siloam Spring (AWOS)"]
[74533,20.639644000000004,120,62.2,"121-180","Oklahoma",null,"McAlester Municipal AP"]
[74557,16.279168000000002,120,62.2,"121-180","Oklahoma",null,"McAlester Municipal AP"]
[74578,16.477322999999998,120,62.2,"121-180","Oklahoma",null,"McAlester Municipal AP"]
[74651,30.681510999999997,120,61.1,"121-180","Oklahoma",null,"Ponca City Municipal AP [SGP - ARM]"]
[74734,14.591481000000002,120,64.8,"121-180","Arkansas",null,"Texarkana Webb Field"]
[74760,16.906048000000002,120,62,"121-180","Texas",null,"Cox Fld"]
[74833,23.614394000000001,120,60.1,"121-180","Oklahoma",null,"Tulsa International Airport"]
[74854,26.064537000000001,120,59.7,"121-180","Oklahoma",null,"Oklahoma City Tinker AFB"]
[74880,21.266632999999999,120,62.2,"121-180","Oklahoma",null,"McAlester Municipal AP"]
[74942,16.427301,120,62.2,"121-180","Oklahoma",null,"McAlester Municipal AP"]
[74962,16.146199000000003,120,60.1,"121-180","Arkansas",null,"Fort Smith Regional AP"]
[74963,12.643392,120,60.1,"121-180","Arkansas",null,"Fort Smith Regional AP"]
[75023,30.177533,120,65.2,"121-180","Texas",null,"Dallas/Addison Arpt"]
[75051,35.522330000000004,120,67.5,"121-180","Texas",null,"Dallas/Redbird Arpt"]
[75071,28.178039000000002,120,65.2,"121-180","Texas",null,"Dallas/Addison Arpt"]
[75094,29.128024,120,65.2,"121-180","Texas",null,"Dallas/Addison Arpt"]
[75126,28.150539000000002,120,67.5,"121-180","Texas",null,"Dallas/Redbird Arpt"]
[75150,30.418555000000005,120,67.599999999999994,"121-180","Texas",null,"Dallas Love Field"]
[75167,33.682766000000001,120,67.5,"121-180","Texas",null,"Dallas/Redbird Arpt"]
[75209,33.039971999999999,120,67.599999999999994,"121-180","Texas",null,"Dallas Love Field"]
[75227,31.509200000000003,120,67.599999999999994,"121-180","Texas",null,"Dallas Love Field"]
[75247,33.979560000000006,120,67.599999999999994,"121-180","Texas",null,"Dallas Love Field"]
[75411,18.238079000000003,120,62,"121-180","Texas",null,"Cox Fld"]
[75431,20.113083,0,64,"0-60","Texas",null,"Greenville/Majors"]
[75451,19.630109000000001,120,64.599999999999994,"121-180","Texas",null,"Tyler/Pounds Fld"]
[75474,23.721534000000002,0,64,"0-60","Texas",null,"Greenville/Majors"]
[75493,19.391097999999992,120,62,"121-180","Texas",null,"Cox Fld"]
[75561,17.524367999999999,120,64.8,"121-180","Arkansas",null,"Texarkana Webb Field"]
[75603,19.330583999999998,0,65.5,"0-60","Texas",null,"Longview Gregg County AP [Overton - UT]"]
[75651,18.538325999999998,0,65.5,"0-60","Texas",null,"Longview Gregg County AP [Overton - UT]"]
[75684,19.935164,0,65.5,"0-60","Texas",null,"Longview Gregg County AP [Overton - UT]"]
[75751,23.851755000000004,60,64.599999999999994,"61-120","Texas",null,"Tyler/Pounds Fld"]
[75773,21.446976000000003,0,64.599999999999994,"0-60","Texas",null,"Tyler/Pounds Fld"]
[75832,24.452243999999997,60,64.599999999999994,"61-120","Texas",null,"Tyler/Pounds Fld"]
[75855,24.061626999999998,60,64.599999999999994,"61-120","Texas",null,"Tyler/Pounds Fld"]
[75932,14.33761,0,65.2,"0-60","Louisiana",null,"Fort Polk AAF"]
[75951,15.248346,0,66.099999999999994,"0-60","Texas",null,"Lufkin Angelina Co"]
[75976,21.104006999999999,0,64.7,"0-60","Texas",null,"Nacogdoches (AWOS)"]
[76015,36.898401999999997,120,67.5,"121-180","Texas",null,"Dallas/Redbird Arpt"]
[76040,36.492416999999996,120,65.7,"121-180","Texas",null,"Dallas-Fort Worth Intl AP"]
[76063,36.628208000000008,120,67.5,"121-180","Texas",null,"Dallas/Redbird Arpt"]
[76088,38.853667999999999,180,64.900000000000006,"181-250","Texas",null,"Mineral Wells Municipal AP"]
[76116,38.417907000000007,120,66.2,"121-180","Texas",null,"Fort Worth NAS"]
[76140,37.486702999999999,120,66.2,"121-180","Texas",null,"Fort Worth NAS"]
[76226,35.057262000000001,120,64,"121-180","Texas",null,"Fort Worth Alliance"]
[76252,33.496327000000008,120,64,"121-180","Texas",null,"Fort Worth Alliance"]
[76273,29.770047999999996,120,65.2,"121-180","Texas",null,"Dallas/Addison Arpt"]
[76366,44.655802999999999,180,63.2,"181-250","Texas",null,"Wichita Falls Municipal Arpt"]
[76426,38.463757000000001,120,64.900000000000006,"121-180","Texas",null,"Mineral Wells Municipal AP"]
[76448,43.776336999999998,120,64.900000000000006,"121-180","Texas",null,"Mineral Wells Municipal AP"]
[76449,42.329988,180,64.900000000000006,"181-250","Texas",null,"Mineral Wells Municipal AP"]
[76470,42.898295999999995,180,64.900000000000006,"181-250","Texas",null,"Mineral Wells Municipal AP"]
[76504,34.764934000000004,120,66,"121-180","Texas",null,"Draughon Miller Cen"]
[76537,35.513211999999996,120,66.599999999999994,"121-180","Texas",null,"Georgetown (AWOS)"]
[76565,40.161314999999988,120,66.3,"121-180","Texas",null,"Robert Gray AAF"]
[76622,37.537980999999995,180,65.900000000000006,"181-250","Texas",null,"Waco Regional AP"]
[76638,36.982367000000011,180,65.599999999999994,"181-250","Texas",null,"McGregor (AWOS)"]
[76656,34.082510000000006,120,66,"121-180","Texas",null,"Draughon Miller Cen"]
[76682,33.574675000000006,120,65.900000000000006,"121-180","Texas",null,"Waco Regional AP"]
[76710,36.765959000000002,180,65.900000000000006,"181-250","Texas",null,"Waco Regional AP"]
[76836,50.633261999999995,180,64,"181-250","Texas",null,"San Angelo Mathis Field"]
[76861,54.641601000000009,180,64,"181-250","Texas",null,"San Angelo Mathis Field"]
[76884,49.121799999999993,180,62.8,"181-250","Texas",null,"Abilene Regional AP [UT]"]
[76937,53.417119999999997,180,64,"181-250","Texas",null,"San Angelo Mathis Field"]
[77004,17.458673000000001,60,70,"61-120","Texas",null,"Houston William P Hobby AP"]
[77019,17.677744000000001,60,70,"61-120","Texas",null,"Houston William P Hobby AP"]
[77035,18.054769,60,70,"61-120","Texas",null,"Houston William P Hobby AP"]
[77050,16.764277,60,68.599999999999994,"61-120","Texas",null,"Houston Bush Intercontinental"]
[77067,17.933816999999998,60,68.599999999999994,"61-120","Texas",null,"Houston Bush Intercontinental"]
[77082,18.836266999999999,60,70,"61-120","Texas",null,"Houston William P Hobby AP"]
[77098,17.695595999999998,60,70,"61-120","Texas",null,"Houston William P Hobby AP"]
[77335,16.614432000000001,60,66.099999999999994,"61-120","Texas",null,"Lufkin Angelina Co"]
[77359,18.770122999999998,60,66.099999999999994,"61-120","Texas",null,"Lufkin Angelina Co"]
[77377,19.400579000000004,60,69,"61-120","Texas",null,"Houston/D.W. Hooks"]
[77415,20.757333000000003,120,69.400000000000006,"121-180","Texas",null,"Palacios Municipal AP"]
[77436,22.300674999999998,120,69.400000000000006,"121-180","Texas",null,"Palacios Municipal AP"]
[77455,23.648219000000001,120,69.400000000000006,"121-180","Texas",null,"Palacios Municipal AP"]
[77473,20.395316999999999,120,69,"121-180","Texas",null,"Houston/D.W. Hooks"]
[77489,18.285863000000003,60,70,"61-120","Texas",null,"Houston William P Hobby AP"]
[77519,13.054793,0,68.5,"0-60","Texas",null,"Port Arthur Jefferson County"]
[77546,17.959498000000004,60,68.900000000000006,"61-120","Texas",null,"Houston Ellington AFB [Clear Lake - UT]"]
[77577,19.509596999999999,60,68.900000000000006,"61-120","Texas",null,"Houston Ellington AFB [Clear Lake - UT]"]
[77613,12.073627000000002,60,68.5,"61-120","Texas",null,"Port Arthur Jefferson County"]
[77642,9.8747679999999995,60,68.5,"61-120","Texas",null,"Port Arthur Jefferson County"]
[77705,10.849098999999999,60,68.5,"61-120","Texas",null,"Port Arthur Jefferson County"]
[77837,29.781777000000002,120,67.400000000000006,"121-180","Texas",null,"College Station Easterwood Fl"]
[77873,21.255395,60,67.400000000000006,"61-120","Texas",null,"College Station Easterwood Fl"]
[77964,27.351061000000001,120,69.3,"121-180","Texas",null,"Victoria Regional AP"]
[77987,30.439025999999998,120,69.3,"121-180","Texas",null,"Victoria Regional AP"]
[77988,30.439025999999998,120,69.3,"121-180","Texas",null,"Victoria Regional AP"]
[78010,42.160923000000004,180,67.7,"181-250","Texas",null,"Hondo Municipal AP"]
[78027,36.503115999999991,120,68.7,"121-180","Texas",null,"San Antonio Intl AP"]
[78059,48.544942999999996,180,69.900000000000006,"181-250","Texas",null,"San Antonio Kelly Field AFB"]
[78101,41.416290999999987,180,68.3,"181-250","Texas",null,"Randolph AFB"]
[78124,38.561449000000003,180,68.3,"181-250","Texas",null,"Randolph AFB"]
[78151,36.139025999999994,120,69.3,"121-180","Texas",null,"Victoria Regional AP"]
[78207,44.031098,180,69.900000000000006,"181-250","Texas",null,"San Antonio Kelly Field AFB"]
[78223,43.575420000000001,180,68.7,"181-250","Texas",null,"San Antonio/Stinson"]
[78238,43.676082000000008,180,69.900000000000006,"181-250","Texas",null,"San Antonio Kelly Field AFB"]
[78254,42.974112000000005,180,69.900000000000006,"181-250","Texas",null,"San Antonio Kelly Field AFB"]
[78342,35.253762000000002,180,72.599999999999994,"181-250","Texas",null,"Alice Intl AP"]
[78369,53.929486999999995,120,72.400000000000006,"121-180","Texas",null,"Laredo Intl AP [UT]"]
[78390,37.007997000000003,180,72.599999999999994,"181-250","Texas",null,"Rockport/Aransas Co"]
[78414,39.373125999999992,180,73.2,"181-250","Texas",null,"Corpus Christi NAS"]
[78537,49.121166999999993,180,72.8,"181-250","Texas",null,"McAllen Miller Intl AP [Edinburg - UT]"]
[78564,48.971687000000003,180,72.8,"181-250","Texas",null,"McAllen Miller Intl AP [Edinburg - UT]"]
[78583,43.228567000000005,180,73.3,"181-250","Texas",null,"Harlingen Rio Grande Valley I"]
[78605,37.081189999999992,120,66.599999999999994,"121-180","Texas",null,"Georgetown (AWOS)"]
[78621,34.996706000000003,120,68.900000000000006,"121-180","Texas",null,"Austin Mueller Municipal AP [UT]"]
[78640,35.847071,120,68.900000000000006,"121-180","Texas",null,"Austin Mueller Municipal AP [UT]"]
[78661,36.224690000000002,120,68.900000000000006,"121-180","Texas",null,"Austin Mueller Municipal AP [UT]"]
[78702,37.656643000000003,120,67.8,"121-180","Texas",null,"Camp Mabry"]
[78729,36.545795999999996,120,67.8,"121-180","Texas",null,"Camp Mabry"]
[78747,36.620420000000003,120,68.900000000000006,"121-180","Texas",null,"Austin Mueller Municipal AP [UT]"]
[78828,53.637706000000001,180,73,"181-250","Texas",null,"Del Rio Laughlin AFB"]
[78861,49.604274999999994,180,67.7,"181-250","Texas",null,"Hondo Municipal AP"]
[78933,24.067793000000002,120,69,"121-180","Texas",null,"Houston/D.W. Hooks"]
[78951,25.182425000000002,120,69.3,"121-180","Texas",null,"Victoria Regional AP"]
[79013,46.380772,180,53.6,"181-250","Texas",null,"Dalhart Municipal AP"]
[79034,47.652296000000007,180,58.9,"181-250","Oklahoma",null,"Gage Airport"]
[79056,47.914243000000006,180,58.9,"181-250","Oklahoma",null,"Gage Airport"]
[79082,55.022975999999993,180,59.8,"181-250","Texas",null,"Lubbock International AP"]
[79101,52.374859999999998,180,56.9,"181-250","Texas",null,"Amarillo International AP [Canyon - UT]"]
[79220,53.665898000000006,180,61,"181-250","Texas",null,"Childress Municipal AP"]
[79243,52.799103000000002,180,59.8,"181-250","Texas",null,"Lubbock International AP"]
[79312,56.676301000000002,180,59.8,"181-250","Texas",null,"Lubbock International AP"]
[79343,54.923437000000007,180,59.8,"181-250","Texas",null,"Lubbock International AP"]
[79367,55.659894999999992,180,59.8,"181-250","Texas",null,"Lubbock International AP"]
[79404,56.019790000000008,180,59.8,"181-250","Texas",null,"Lubbock International AP"]
[79406,56.019790000000008,180,59.8,"181-250","Texas",null,"Lubbock International AP"]
[79505,48.211075999999991,180,61,"181-250","Texas",null,"Childress Municipal AP"]
[79530,51.071850999999995,180,62.8,"181-250","Texas",null,"Abilene Regional AP [UT]"]
[79547,52.776944,180,66.5,"181-250","Texas",null,"Abilene Dyess AFB"]
[79605,53.377497000000005,180,66.5,"181-250","Texas",null,"Abilene Dyess AFB"]
[79733,69.558464000000001,180,63.4,"181-250","Texas",null,"Midland International AP"]
[79756,72.227952000000002,180,66.2,"181-250","Texas",null,"Wink Winkler County AP"]
[79783,62.604976000000001,180,63.4,"181-250","Texas",null,"Midland International AP"]
[79845,70.081006000000002,180,59.5,"181-250","Texas",null,"Marfa AP"]
[79906,74.333665999999994,180,64.400000000000006,"181-250","Texas",null,"El Paso International AP [UT]"]
[79935,75.100382999999994,180,64.400000000000006,"181-250","Texas",null,"El Paso International AP [UT]"]
[80016,40.923084000000003,180,49.6,"181-250","Colorado",null,"Denver/Centennial [Golden - NREL]"]
[80045,40.912476000000005,180,50,"181-250","Colorado",null,"Aurora Buckley Field ANGB"]
[80118,36.385728000000007,180,49.6,"181-250","Colorado",null,"Denver/Centennial [Golden - NREL]"]
[80134,40.279803000000008,180,49.6,"181-250","Colorado",null,"Denver/Centennial [Golden - NREL]"]
[80215,40.728950000000005,180,50.5,"181-250","Colorado",null,"Broomfield/Jeffco [Boulder - Surfrad]"]
[80232,41.397737000000006,180,50.5,"181-250","Colorado",null,"Broomfield/Jeffco [Boulder - Surfrad]"]
[80293,42.647829999999999,180,50.5,"181-250","Colorado",null,"Broomfield/Jeffco [Boulder - Surfrad]"]
[80425,21.574176000000001,180,49.6,"181-250","Colorado",null,"Denver/Centennial [Golden - NREL]"]
[80446,23.217023000000001,180,50.5,"181-250","Colorado",null,"Broomfield/Jeffco [Boulder - Surfrad]"]
[80467,27.123283000000001,120,43,"121-180","Colorado",null,"Hayden/Yampa (AWOS)"]
[80487,27.633231000000002,120,43,"121-180","Colorado",null,"Hayden/Yampa (AWOS)"]
[80520,42.889862999999991,180,50.5,"181-250","Colorado",null,"Broomfield/Jeffco [Boulder - Surfrad]"]
[80542,42.313505000000006,180,47,"181-250","Colorado",null,"Fort Collins (AWOS)"]
[80623,43.021655999999993,180,47.1,"181-250","Colorado",null,"Greeley/Weld (AWOS)"]
[80654,44.043658000000001,180,47.1,"181-250","Colorado",null,"Greeley/Weld (AWOS)"]
[80737,37.375371999999999,180,51.1,"181-250","Nebraska",null,"Imperial Faa AP"]
[80758,38.391281999999997,180,51.1,"181-250","Nebraska",null,"Imperial Faa AP"]
[80818,42.288254999999999,180,47.6,"181-250","Colorado",null,"Limon"]
[80834,42.572590000000005,180,47.6,"181-250","Colorado",null,"Limon"]
[80908,37.529720999999995,180,49.4,"181-250","Colorado",null,"Colorado Springs Muni AP"]
[80925,43.923926000000002,180,49.4,"181-250","Colorado",null,"Colorado Springs Muni AP"]
[81008,49.84653500000001,180,53,"181-250","Colorado",null,"Pueblo Memorial AP"]
[81040,36.210431,180,41.5,"181-250","Colorado",null,"Alamosa San Luis Valley Rgnl"]
[81064,49.789391999999992,180,54.9,"181-250","New Mexico",null,"Clayton Municipal Airpark"]
[81101,45.830137000000008,60,41.5,"61-120","Colorado",null,"Alamosa San Luis Valley Rgnl"]
[81138,44.872765999999991,60,41.5,"61-120","Colorado",null,"Alamosa San Luis Valley Rgnl"]
[81211,24.546905000000002,180,36.9,"181-250","Colorado",null,"Leadville/Lake Co."]
[81236,26.826900000000002,180,36.9,"181-250","Colorado",null,"Leadville/Lake Co."]
[81237,26.826900000000002,180,39.5,"181-250","Colorado",null,"Gunnison Co. (AWOS)"]
[81323,33.436991999999996,180,50.2,"181-250","Colorado",null,"Cortez/Montezuma Co"]
[81415,38.921235999999993,180,50.3,"181-250","Colorado",null,"Montrose Co. Arpt"]
[81433,17.239093,120,46.6,"121-180","Colorado",null,"Durango/La Plata Co"]
[81526,49.240638000000004,180,53.7,"181-250","Colorado",null,"Grand Junction Walker Field"]
[81635,36.603209,180,50.1,"181-250","Colorado",null,"Rifle/Garfield Rgnl"]
[81653,34.060935999999998,120,43,"121-180","Colorado",null,"Hayden/Yampa (AWOS)"]
[82058,35.261847999999993,180,44.1,"181-250","Wyoming",null,"Laramie General Brees Field"]
[82213,38.748297000000001,180,45.9,"181-250","Wyoming",null,"Casper Natrona Co Intl AP"]
[82244,39.840373999999997,180,48.7,"181-250","Nebraska",null,"Scottsbluff W B Heilig Field"]
[82336,38.266111000000002,180,43.7,"181-250","Wyoming",null,"Rock Springs Arpt [Green River - UO]"]
[82441,35.660487000000003,180,46.4,"181-250","Wyoming",null,"Sheridan County Arpt"]
[82609,38.313030999999995,180,45.9,"181-250","Wyoming",null,"Casper Natrona Co Intl AP"]
[82701,34.563724000000008,180,48.1,"181-250","Wyoming",null,"Gillette/Gillette-C"]
[82731,33.458847000000006,180,48.1,"181-250","Wyoming",null,"Gillette/Gillette-C"]
[82922,24.288929,120,38.799999999999997,"121-180","Wyoming",null,"Jackson Hole"]
[82943,29.266762,180,43.7,"181-250","Wyoming",null,"Rock Springs Arpt [Green River - UO]"]
[83115,27.406549000000002,180,38.799999999999997,"181-250","Wyoming",null,"Jackson Hole"]
[83209,36.714851000000003,120,47.1,"121-180","Idaho",null,"Pocatello Regional AP"]
[83232,34.024732999999998,180,48.5,"181-250","Idaho",null,"Malad City"]
[83252,35.377465999999998,180,48.5,"181-250","Idaho",null,"Malad City"]
[83286,35.009777999999997,180,48.5,"181-250","Idaho",null,"Malad City"]
[83325,44.574393000000001,120,50,"121-180","Idaho",null,"Joslin Fld Magic Va [Twin Falls - UO]"]
[83347,42.779513000000001,120,49.5,"121-180","Idaho",null,"Burley Municipal Arpt"]
[83422,26.284702999999997,120,38.799999999999997,"121-180","Wyoming",null,"Jackson Hole"]
[83444,37.055022999999998,120,44.5,"121-180","Idaho",null,"Idaho Falls Fanning Field"]
[83467,31.457124,60,45.2,"61-120","Idaho",null,"Salmon/Lemhi (AWOS)"]
[83539,23.094904,60,45.5,"61-120","Montana",null,"Missoula International AP"]
[83601,29.631128999999998,120,46.7,"121-180","Idaho",null,"Hailey/Friedman Mem"]
[83627,47.715059999999994,120,50.6,"121-180","Idaho",null,"Mountain Home AFB"]
[83645,36.142899999999997,120,50.8,"121-180","Idaho",null,"Caldwell (AWOS)"]
[83672,38.849053999999995,120,50.8,"121-180","Idaho",null,"Caldwell (AWOS)"]
[83801,21.209759999999999,60,47.1,"61-120","Idaho",null,"Coeur D`Alene (AWOS)"]
[83822,21.346623999999998,60,47.1,"61-120","Idaho",null,"Coeur D`Alene (AWOS)"]
[83843,26.461161999999998,60,48.1,"61-120","Washington",null,"Pullman/Moscow Rgnl"]
[83860,20.112294999999996,60,47.1,"61-120","Idaho",null,"Coeur D`Alene (AWOS)"]
[84004,29.224647000000001,180,51.4,"181-250","Utah",null,"Provo Muni (AWOS)"]
[84023,38.985562999999999,180,48.2,"181-250","Utah",null,"Vernal"]
[84042,37.407087999999995,180,51.4,"181-250","Utah",null,"Provo Muni (AWOS)"]
[84043,40.831032999999998,180,51.4,"181-250","Utah",null,"Provo Muni (AWOS)"]
[84060,27.911242000000001,180,53.4,"181-250","Utah",null,"Salt Lake City Int'l Arpt [ISIS]"]
[84076,42.470514000000009,180,48.2,"181-250","Utah",null,"Vernal"]
[84097,36.584532000000003,180,51.4,"181-250","Utah",null,"Provo Muni (AWOS)"]
[84116,43.216146000000002,180,53.4,"181-250","Utah",null,"Salt Lake City Int'l Arpt [ISIS]"]
[84307,42.223617000000004,180,52.1,"181-250","Utah",null,"Ogden Hinkley Airport"]
[84324,34.199831000000003,180,52.1,"181-250","Utah",null,"Ogden Hinkley Airport"]
[84339,36.820539000000004,180,52.1,"181-250","Utah",null,"Ogden Hinkley Airport"]
[84521,40.588056999999999,180,54.9,"181-250","Utah",null,"Moab/Canyonlands [UO]"]
[84539,61.579537999999999,180,48.2,"181-250","Utah",null,"Vernal"]
[84630,42.246501000000002,180,50.7,"181-250","Utah",null,"Delta"]
[84648,42.339267999999997,180,51.4,"181-250","Utah",null,"Provo Muni (AWOS)"]
[84701,38.379420000000003,180,50.7,"181-250","Utah",null,"Delta"]
[84726,43.073698000000007,180,41.1,"181-250","Utah",null,"Bryce Cnyn Faa AP"]
[84742,54.854052000000003,180,51.5,"181-250","Utah",null,"Cedar City Municipal AP"]
[84758,48.337997000000001,180,51.5,"181-250","Utah",null,"Cedar City Municipal AP"]
[84779,37.216302999999996,180,51.5,"181-250","Utah",null,"Cedar City Municipal AP"]
[85014,89.752247999999994,120,74.8,"121-180","Arizona",null,"Phoenix Sky Harbor Intl AP"]
[85033,91.917031999999992,180,73.599999999999994,"181-250","Arizona",null,"Luke AFB"]
[85083,87.054507000000001,180,73,"181-250","Arizona",null,"Deer Valley/Phoenix"]
[85138,78.271259999999998,180,71.5,"181-250","Arizona",null,"Casa Granda (AWOS)"]
[85204,88.844292999999979,180,74.8,"181-250","Arizona",null,"Phoenix Sky Harbor Intl AP"]
[85248,90.043910999999994,180,74.8,"181-250","Arizona",null,"Phoenix Sky Harbor Intl AP"]
[85266,78.514533,120,73,"121-180","Arizona",null,"Scottsdale Muni"]
[85303,91.726261000000008,180,73.599999999999994,"181-250","Arizona",null,"Luke AFB"]
[85334,96.621171000000004,180,75.7,"181-250","California",null,"Blythe Riverside Co Arpt"]
[85350,95.334512000000004,180,75.2,"181-250","Arizona",null,"Yuma MCAS"]
[85371,96.324987999999991,180,75.7,"181-250","California",null,"Blythe Riverside Co Arpt"]
[85501,59.702093000000005,120,53.9,"121-180","Arizona",null,"Show Low Municipal"]
[85551,54.638441999999991,180,67.599999999999994,"181-250","Arizona",null,"Safford (AMOS)"]
[85614,66.780942999999994,180,68.7,"181-250","Arizona",null,"Tucson International AP"]
[85631,68.627563000000009,180,71.099999999999994,"181-250","Arizona",null,"Davis Monthan AFB"]
[85654,82.818691000000001,180,68.7,"181-250","Arizona",null,"Tucson International AP"]
[85718,75.589882999999986,180,71.099999999999994,"181-250","Arizona",null,"Davis Monthan AFB"]
[85748,71.066101000000003,180,71.099999999999994,"181-250","Arizona",null,"Davis Monthan AFB"]
[85927,37.377369999999999,60,53.9,"61-120","Arizona",null,"Show Low Municipal"]
[85942,43.902160000000009,60,53.9,"61-120","Arizona",null,"Show Low Municipal"]
[86029,61.041412999999999,60,56,"61-120","Arizona",null,"Winslow Municipal AP"]
[86046,50.309860999999998,180,46.2,"181-250","Arizona",null,"Flagstaff Pulliam Arpt"]
[86047,58.813378999999991,60,56,"61-120","Arizona",null,"Winslow Municipal AP"]
[86325,61.850187000000005,120,56.3,"121-180","Arizona",null,"Prescott Love Field"]
[86403,94.89517699999999,180,75.400000000000006,"181-250","California",null,"Needles Airport"]
[86440,99.01950699999999,180,75.400000000000006,"181-250","California",null,"Needles Airport"]
[86512,51.554560000000002,60,49.6,"61-120","New Mexico",null,"Gallup Sen Clarke Fld"]
[87006,64.524406000000013,120,56.6,"121-180","New Mexico",null,"Albuquerque Intl Arpt [ISIS]"]
[87024,48.238175999999996,120,51.5,"121-180","New Mexico",null,"Santa Fe County Municipal AP"]
[87042,60.228910000000006,120,56.6,"121-180","New Mexico",null,"Albuquerque Intl Arpt [ISIS]"]
[87064,52.675041999999991,120,51.5,"121-180","New Mexico",null,"Santa Fe County Municipal AP"]
[87113,62.523361000000001,120,56.6,"121-180","New Mexico",null,"Albuquerque Intl Arpt [ISIS]"]
[87313,50.401806000000001,120,49.6,"121-180","New Mexico",null,"Gallup Sen Clarke Fld"]
[87328,46.228486000000004,120,49.6,"121-180","New Mexico",null,"Gallup Sen Clarke Fld"]
[87501,36.734020999999998,120,51.5,"121-180","New Mexico",null,"Santa Fe County Municipal AP"]
[87521,30.472275999999997,120,46.8,"121-180","New Mexico",null,"Taos Muni Apt (AWOS)"]
[87539,47.371397999999999,120,46.8,"121-180","New Mexico",null,"Taos Muni Apt (AWOS)"]
[87564,36.645904000000002,120,46.8,"121-180","New Mexico",null,"Taos Muni Apt (AWOS)"]
[87701,48.312324999999994,180,51.5,"181-250","New Mexico",null,"Las Vegas Municipal Arpt"]
[87732,35.437573,180,51.5,"181-250","New Mexico",null,"Las Vegas Municipal Arpt"]
[87801,60.559071000000003,120,56.6,"121-180","New Mexico",null,"Albuquerque Intl Arpt [ISIS]"]
[87935,67.048729000000009,180,61.2,"181-250","New Mexico",null,"Truth Or Consequences Muni AP"]
[88009,73.199330000000018,180,62.6,"181-250","New Mexico",null,"Deming Muni"]
[88034,67.737740000000002,180,62.6,"181-250","New Mexico",null,"Deming Muni"]
[88053,47.144427,180,62.6,"181-250","New Mexico",null,"Deming Muni"]
[88118,57.660396999999996,180,56.5,"181-250","New Mexico",null,"Clovis Cannon AFB"]
[88230,66.781721000000005,180,62.5,"181-250","New Mexico",null,"Roswell Industrial Air Park"]
[88265,63.768299999999989,180,66.2,"181-250","Texas",null,"Wink Winkler County AP"]
[88330,71.296210000000016,180,61.2,"181-250","New Mexico",null,"Holloman AFB"]
[88351,56.656879999999994,180,55.1,"181-250","New Mexico",null,"Sierra Blanca Rgnl"]
[88422,48.674533000000004,180,54.9,"181-250","New Mexico",null,"Clayton Municipal Airpark"]
[89010,67.447220000000002,120,57.8,"121-180","California",null,"Bishop Airport"]
[89029,90.514379000000005,180,75.400000000000006,"181-250","California",null,"Needles Airport"]
[89054,86.425803000000016,120,67.7,"121-180","Nevada",null,"Las Vegas McCarran Intl AP"]
[89110,96.215959999999995,180,67.7,"181-250","Nevada",null,"Las Vegas McCarran Intl AP"]
[89134,86.719481000000016,180,67.7,"181-250","Nevada",null,"Las Vegas McCarran Intl AP"]
[89169,95.725061000000011,180,67.7,"181-250","Nevada",null,"Las Vegas McCarran Intl AP"]
[89404,42.912241000000002,60,50.4,"61-120","Nevada",null,"Winnemucca Municipal Arpt"]
[89422,51.612209999999997,120,57.8,"121-180","California",null,"Bishop Airport"]
[89441,48.298400999999991,0,51.9,"0-60","Nevada",null,"Reno Tahoe International AP"]
[89502,46.457094999999995,0,51.9,"0-60","Nevada",null,"Reno Tahoe International AP"]
[89820,47.888776,120,50.4,"121-180","Nevada",null,"Winnemucca Municipal Arpt"]
[89821,45.745814000000003,120,47,"121-180","Nevada",null,"Elko Municipal Arpt"]
[90003,44.821505999999999,180,62.3,"181-250","California",null,"Jack Northrop Fld H"]
[90020,45.013165000000001,180,61.9,"181-250","California",null,"Santa Monica Muni"]
[90036,44.562868000000002,180,61.9,"181-250","California",null,"Santa Monica Muni"]
[90057,45.303942999999997,180,62.3,"181-250","California",null,"Jack Northrop Fld H"]
[90089,44.893822000000007,180,62.3,"181-250","California",null,"Jack Northrop Fld H"]
[90242,45.929428000000001,180,63.5,"181-250","California",null,"Long Beach Daugherty Fld"]
[90277,42.29587999999999,180,62.3,"181-250","California",null,"Jack Northrop Fld H"]
[90404,44.009872000000001,180,61.9,"181-250","California",null,"Santa Monica Muni"]
[90621,46.073866000000002,180,63.8,"181-250","California",null,"Fullerton Municipal"]
[90715,45.923222000000003,180,63.5,"181-250","California",null,"Long Beach Daugherty Fld"]
[90802,45.040441000000008,180,63.5,"181-250","California",null,"Long Beach Daugherty Fld"]
[91007,46.101841999999998,180,63.8,"181-250","California",null,"Fullerton Municipal"]
[91107,45.424641999999999,180,64.099999999999994,"181-250","California",null,"Burbank-Glendale-Passadena AP"]
[91304,42.493869999999994,180,64.599999999999994,"181-250","California",null,"Van Nuys Airport"]
[91344,44.896235000000004,180,64.599999999999994,"181-250","California",null,"Van Nuys Airport"]
[91381,44.861040999999993,180,64.599999999999994,"181-250","California",null,"Van Nuys Airport"]
[91505,44.995118999999995,180,64.099999999999994,"181-250","California",null,"Burbank-Glendale-Passadena AP"]
[91722,47.330732999999995,180,63.8,"181-250","California",null,"Fullerton Municipal"]
[91750,46.400451999999994,180,62.8,"181-250","California",null,"Chino Airport"]
[91775,46.112870999999998,180,64.099999999999994,"181-250","California",null,"Burbank-Glendale-Passadena AP"]
[91911,44.159386000000005,180,60.8,"181-250","California",null,"Chula Vista Brown Field NAAS"]
[91962,39.825890999999999,180,60.8,"181-250","California",null,"Chula Vista Brown Field NAAS"]
[92024,44.531751999999997,180,60.3,"181-250","California",null,"Carlsbad/Palomar"]
[92056,45.996586999999998,180,60.3,"181-250","California",null,"Carlsbad/Palomar"]
[92091,44.440172000000004,180,60.3,"181-250","California",null,"Carlsbad/Palomar"]
[92117,43.757686,180,61.8,"181-250","California",null,"San Diego/Montgomer"]
[92134,44.655562999999994,180,63.9,"181-250","California",null,"San Diego Lindbergh Field"]
[92225,95.734032000000013,180,75.7,"181-250","California",null,"Blythe Riverside Co Arpt"]
[92252,65.343840999999998,120,68.8,"121-180","California",null,"Twentynine Palms"]
[92274,77.281887999999995,180,73.099999999999994,"181-250","California",null,"Palm Springs Thermal AP"]
[92309,87.202607,120,67.400000000000006,"121-180","California",null,"Daggett Barstow-Daggett AP"]
[92333,87.744068000000013,180,63.1,"181-250","California",null,"March AFB"]
[92358,43.759689999999999,180,62.8,"181-250","California",null,"Chino Airport"]
[92386,46.016757999999996,180,63.1,"181-250","California",null,"March AFB"]
[92411,53.559595999999985,180,63.4,"181-250","California",null,"Riverside Muni"]
[92545,52.058925000000009,180,63.1,"181-250","California",null,"March AFB"]
[92584,49.302112000000001,180,63.1,"181-250","California",null,"March AFB"]
[92614,44.107962999999998,180,63,"181-250","California",null,"Santa Ana John Wayne AP"]
[92617,43.550536000000001,180,63,"181-250","California",null,"Santa Ana John Wayne AP"]
[92653,43.509301999999998,180,63,"181-250","California",null,"Santa Ana John Wayne AP"]
[92688,43.349156000000008,180,63,"181-250","California",null,"Santa Ana John Wayne AP"]
[92804,45.694898000000009,180,63.8,"181-250","California",null,"Fullerton Municipal"]
[92845,45.533169000000008,180,63.8,"181-250","California",null,"Fullerton Municipal"]
[93001,36.741849000000002,180,59.7,"181-250","California",null,"Oxnard Airport"]
[93041,38.043155999999996,180,58.8,"181-250","California",null,"Point Mugu Nf"]
[93201,31.463117,60,62.5,"61-120","California",null,"Porterville (AWOS)"]
[93223,59.363180000000007,60,60.9,"61-120","California",null,"Visalia Muni (AWOS)"]
[93247,59.765898999999997,60,62.5,"61-120","California",null,"Porterville (AWOS)"]
[93267,60.465473000000003,60,62.5,"61-120","California",null,"Porterville (AWOS)"]
[93401,32.118468000000007,120,57.7,"121-180","California",null,"San Luis Co Rgnl"]
[93422,34.298259000000002,120,58.7,"121-180","California",null,"Paso Robles Municipal Arpt"]
[93445,31.428721999999997,120,56.1,"121-180","California",null,"Santa Maria Public Arpt"]
[93505,66.104229000000018,120,60.8,"121-180","California",null,"Edwards AFB"]
[93529,33.856344999999997,60,57.8,"61-120","California",null,"Bishop Airport"]
[93553,46.665512,180,62.4,"181-250","California",null,"Palmdale Airport"]
[93606,42.888131999999999,60,64.2,"61-120","California",null,"Fresno Yosemite Intl AP"]
[93625,58.485995000000003,60,64.2,"61-120","California",null,"Fresno Yosemite Intl AP"]
[93644,38.741776999999999,60,64.2,"61-120","California",null,"Fresno Yosemite Intl AP"]
[93665,37.496106999999995,60,62.3,"61-120","California",null,"Merced/Macready Fld"]
[93721,58.172532999999994,60,64.2,"61-120","California",null,"Fresno Yosemite Intl AP"]
[93924,28.865862999999997,120,55.6,"121-180","California",null,"Monterey Naf"]
[94020,30.165877999999999,0,58.6,"0-60","California",null,"Mountain View Moffett Fld NAS"]
[94086,35.834410000000005,0,58.6,"0-60","California",null,"Mountain View Moffett Fld NAS"]
[94116,29.926578000000006,0,56.8,"0-60","California",null,"San Francisco Intl AP"]
[94304,32.922747000000001,0,58.6,"0-60","California",null,"Mountain View Moffett Fld NAS"]
[94510,37.897731999999998,0,59,"0-60","California",null,"Concord Concord-Buchanan Fiel"]
[94528,38.137138999999998,0,59,"0-60","California",null,"Concord Concord-Buchanan Fiel"]
[94549,35.516423000000003,0,59,"0-60","California",null,"Concord Concord-Buchanan Fiel"]
[94567,35.601891999999999,0,56.7,"0-60","California",null,"Santa Rosa (AWOS)"]
[94586,38.267570999999997,0,57.5,"0-60","California",null,"Livermore Municipal"]
[94605,34.620226000000002,0,57.1,"0-60","California",null,"Oakland Metropolitan Arpt"]
[94705,32.550222000000005,0,57.1,"0-60","California",null,"Oakland Metropolitan Arpt"]
[94920,29.786298000000002,0,57.1,"0-60","California",null,"Oakland Metropolitan Arpt"]
[94945,31.39151,0,56,"0-60","California",null,"Napa Co. Airport"]
[94971,30.710625,0,56.7,"0-60","California",null,"Santa Rosa (AWOS)"]
[95020,37.070427999999993,120,56.2,"121-180","California",null,"Salinas Municipal AP"]
[95046,37.140746999999998,120,58.8,"121-180","California",null,"San Jose Intl AP"]
[95062,31.291778999999998,120,58.8,"121-180","California",null,"San Jose Intl AP"]
[95119,36.885648000000003,0,58.8,"0-60","California",null,"San Jose Intl AP"]
[95134,38.786765000000003,0,58.8,"0-60","California",null,"San Jose Intl AP"]
[95212,49.944643999999997,60,61.1,"61-120","California",null,"Stockton Metropolitan Arpt"]
[95234,42.462789999999998,60,61.1,"61-120","California",null,"Stockton Metropolitan Arpt"]
[95258,48.697434999999999,60,61.1,"61-120","California",null,"Stockton Metropolitan Arpt"]
[95318,40.427698999999997,60,62.3,"61-120","California",null,"Merced/Macready Fld"]
[95335,32.054417000000001,60,43.8,"61-120","California",null,"South Lake Tahoe"]
[95360,42.020372999999999,60,62.4,"61-120","California",null,"Modesto City-County AP"]
[95379,43.742164000000002,60,62.4,"61-120","California",null,"Modesto City-County AP"]
[95409,32.79318,0,56.7,"0-60","California",null,"Santa Rosa (AWOS)"]
[95432,24.700053999999998,60,57.9,"61-120","California",null,"Ukiah Municipal AP"]
[95452,33.085394000000001,0,56.7,"0-60","California",null,"Santa Rosa (AWOS)"]
[95469,29.166093999999998,60,57.9,"61-120","California",null,"Ukiah Municipal AP"]
[95503,19.921620000000001,60,51.3,"61-120","California",null,"Arcata Airport"]
[95543,21.24391,60,51.5,"61-120","California",null,"Crescent City Faa Ai"]
[95562,18.700485,60,51.3,"61-120","California",null,"Arcata Airport"]
[95602,45.508700000000005,0,62.3,"0-60","California",null,"Beale AFB"]
[95623,45.123585999999989,0,60,"0-60","California",null,"Sacramento Executive Arpt"]
[95638,49.093862000000001,60,60,"61-120","California",null,"Sacramento Executive Arpt"]
[95660,48.790773999999999,0,60.6,"0-60","California",null,"Sacramento Metropolitan AP"]
[95678,48.707558000000006,0,60.6,"0-60","California",null,"Sacramento Metropolitan AP"]
[95693,48.929199999999994,0,60,"0-60","California",null,"Sacramento Executive Arpt"]
[95722,44.231649999999988,0,62.3,"0-60","California",null,"Beale AFB"]
[95815,48.529962999999995,0,60,"0-60","California",null,"Sacramento Executive Arpt"]
[95825,48.66245,0,60,"0-60","California",null,"Sacramento Executive Arpt"]
[95915,31.716575999999996,0,51.9,"0-60","California",null,"Blue Canyon AP"]
[95936,31.823724000000002,0,51.9,"0-60","California",null,"Blue Canyon AP"]
[95953,47.490282000000001,0,61.6,"0-60","California",null,"Yuba Co"]
[95973,43.920630000000003,0,62.2,"0-60","California",null,"Red Bluff Municipal Arpt"]
[96001,40.340970999999996,0,62.4,"0-60","California",null,"Redding Municipal Arpt"]
[96020,31.209562999999996,0,62.2,"0-60","California",null,"Red Bluff Municipal Arpt"]
[96039,25.643369,60,51.5,"61-120","California",null,"Crescent City Faa Ai"]
[96058,30.487236000000003,60,52.5,"61-120","California",null,"Montague Siskiyou County AP"]
[96084,39.64931,0,62.4,"0-60","California",null,"Redding Municipal Arpt"]
[96105,38.022919000000002,0,51.9,"0-60","Nevada",null,"Reno Tahoe International AP"]
[96120,31.531073000000003,120,43.8,"121-180","California",null,"South Lake Tahoe"]
[96140,31.573003,0,43.4,"0-60","California",null,"Truckee-Tahoe"]
[96707,35.26,120,76.599999999999994,"121-180","Hawaii",null,"Barbers Point NAS"]
[96708,35.26,120,75.5,"121-180","Hawaii",null,"Kahului Airport"]
[96730,35.26,120,76.900000000000006,"121-180","Hawaii",null,"Kaneohe Bay MCAS"]
[96750,35.26,120,77,"121-180","Hawaii",null,"Kona Intl At Keahol"]
[96768,35.26,120,75.5,"121-180","Hawaii",null,"Kahului Airport"]
[96785,35.26,120,73.5,"121-180","Hawaii",null,"Hilo International AP"]
[96817,35.26,120,76.8,"121-180","Hawaii",null,"Honolulu Intl Arpt"]
[97005,18.179432000000002,0,52.5,"0-60","Oregon",null,"Portland/Hillsboro, OR"]
[97022,14.084673000000002,0,53.9,"0-60","Oregon",null,"Portland/Troutdale"]
[97040,25.090873999999999,60,54.9,"61-120","Washington",null,"The Dalles Municipal Arpt"]
[97062,18.382580999999998,0,53.9,"0-60","Oregon",null,"Aurora State"]
[97107,6.6945979999999992,0,51.5,"0-60","Oregon",null,"Astoria Regional Airport"]
[97127,19.258934,0,53.9,"0-60","Oregon",null,"Aurora State"]
[97209,17.963169000000001,0,54,"0-60","Oregon",null,"Portland International AP"]
[97216,17.161902000000001,0,54,"0-60","Oregon",null,"Portland International AP"]
[97233,16.543495999999998,0,53.9,"0-60","Oregon",null,"Portland/Troutdale"]
[97325,18.900818999999998,0,53.1,"0-60","Oregon",null,"Salem McNary Field"]
[97350,16.240946999999998,0,47.8,"0-60","Oregon",null,"Redmond Roberts Field"]
[97370,15.642667000000001,0,54.2,"0-60","Oregon",null,"Corvallis Muni"]
[97389,19.864621,0,54.2,"0-60","Oregon",null,"Corvallis Muni"]
[97413,16.912834000000004,0,47.8,"0-60","Oregon",null,"Redmond Roberts Field"]
[97436,18.851745000000001,0,54.9,"0-60","Oregon",null,"Roseburg Regional AP"]
[97454,16.961351000000001,0,52.2,"0-60","Oregon",null,"Eugene Mahlon Sweet Arpt [UO]"]
[97473,17.380541999999998,0,52.2,"0-60","Oregon",null,"North Bend Muni Airport"]
[97494,14.877644,0,54.9,"0-60","Oregon",null,"Roseburg Regional AP"]
[97527,27.499647999999997,0,50.1,"0-60","Oregon",null,"Sexton Summit"]
[97603,33.147753999999999,60,46.9,"61-120","Oregon",null,"Klamath Falls Intl AP [UO]"]
[97636,31.502123999999998,0,46.2,"0-60","Oregon",null,"Lakeview (AWOS)"]
[97731,21.201568999999999,60,46.9,"61-120","Oregon",null,"Klamath Falls Intl AP [UO]"]
[97756,32.067579000000002,0,47.8,"0-60","Oregon",null,"Redmond Roberts Field"]
[97825,34.072169000000002,60,45.8,"61-120","Oregon",null,"Burns Municipal Arpt [UO]"]
[97843,40.003471000000012,60,52.2,"61-120","Oregon",null,"Pendleton E Or Regional AP"]
[97870,34.295121000000002,120,46.2,"121-180","Oregon",null,"Baker Municipal AP"]
[97906,42.013287999999989,120,50.8,"121-180","Idaho",null,"Caldwell (AWOS)"]
[98006,14.431362,0,53.3,"0-60","Washington",null,"Renton Muni"]
[98029,12.063101000000001,0,53.3,"0-60","Washington",null,"Renton Muni"]
[98050,15.837038999999999,0,53.3,"0-60","Washington",null,"Renton Muni"]
[98077,13.114524999999999,0,50.8,"0-60","Washington",null,"Snohomish Co"]
[98117,15.901922000000001,0,53.3,"0-60","Washington",null,"Seattle Boeing Field [ISIS]"]
[98136,16.787651,0,53.3,"0-60","Washington",null,"Seattle Boeing Field [ISIS]"]
[98166,16.761493999999999,0,52.2,"0-60","Washington",null,"Seattle Seattle-Tacoma Intl A"]
[98168,16.722691000000001,0,53.3,"0-60","Washington",null,"Seattle Boeing Field [ISIS]"]
[98174,16.722691000000001,0,53.3,"0-60","Washington",null,"Seattle Boeing Field [ISIS]"]
[98177,15.444008000000002,0,50.8,"0-60","Washington",null,"Snohomish Co"]
[98178,16.561183,0,53.3,"0-60","Washington",null,"Renton Muni"]
[98188,16.662545999999999,0,52.2,"0-60","Washington",null,"Seattle Seattle-Tacoma Intl A"]
[98195,16.076996000000001,0,53.3,"0-60","Washington",null,"Seattle Boeing Field [ISIS]"]
[98198,16.605159,0,52.2,"0-60","Washington",null,"Seattle Seattle-Tacoma Intl A"]
[98199,16.219866,0,53.3,"0-60","Washington",null,"Seattle Boeing Field [ISIS]"]
[98201,13.071037,0,50.8,"0-60","Washington",null,"Snohomish Co"]
[98203,13.541804999999998,0,50.8,"0-60","Washington",null,"Snohomish Co"]
[98204,13.903615,0,50.8,"0-60","Washington",null,"Snohomish Co"]
[98205,12.810335000000002,0,50.8,"0-60","Washington",null,"Snohomish Co"]
[98207,12.810335000000002,0,50.8,"0-60","Washington",null,"Snohomish Co"]
[98208,13.581277,0,50.8,"0-60","Washington",null,"Snohomish Co"]
[98220,6.9841620000000004,0,49.2,"0-60","Washington",null,"Bellingham Intl AP"]
[98221,13.461586999999998,0,49.7,"0-60","Washington",null,"Whidbey Island NAS"]
[98222,13.461586999999998,0,49.7,"0-60","Washington",null,"Whidbey Island NAS"]
[98223,8.6618619999999993,0,50.8,"0-60","Washington",null,"Snohomish Co"]
[98224,7.6393340000000016,0,40.5,"0-60","Washington",null,"Stampede Pass"]
[98225,10.897392,0,49.2,"0-60","Washington",null,"Bellingham Intl AP"]
[98226,9.4473200000000013,0,49.2,"0-60","Washington",null,"Bellingham Intl AP"]
[98229,9.8566190000000002,0,49.2,"0-60","Washington",null,"Bellingham Intl AP"]
[98230,10.461913000000001,0,49.2,"0-60","Washington",null,"Bellingham Intl AP"]
[98232,10.906310000000001,0,49.2,"0-60","Washington",null,"Bellingham Intl AP"]
[98233,10.563886999999999,0,49.7,"0-60","Washington",null,"Whidbey Island NAS"]
[98235,10.563886999999999,0,49.7,"0-60","Washington",null,"Whidbey Island NAS"]
[98236,14.605309,0,50.8,"0-60","Washington",null,"Snohomish Co"]
[98237,7.216882,0,49.2,"0-60","Washington",null,"Bellingham Intl AP"]
[98238,7.216882,0,49.7,"0-60","Washington",null,"Whidbey Island NAS"]
[98239,15.162982,0,49.7,"0-60","Washington",null,"Whidbey Island NAS"]
[98240,10.016641,0,49.2,"0-60","Washington",null,"Bellingham Intl AP"]
[98241,7.8681950000000001,0,50.8,"0-60","Washington",null,"Snohomish Co"]
[98243,7.8681950000000001,0,49.7,"0-60","Washington",null,"Whidbey Island NAS"]
[98244,5.5114599999999996,0,49.2,"0-60","Washington",null,"Bellingham Intl AP"]
[98245,13.855071000000001,0,49.2,"0-60","Washington",null,"Bellingham Intl AP"]
[98247,7.640447,0,49.2,"0-60","Washington",null,"Bellingham Intl AP"]
[98248,10.855504999999999,0,49.2,"0-60","Washington",null,"Bellingham Intl AP"]
[98249,14.904137000000002,0,50.8,"0-60","Washington",null,"Snohomish Co"]
[98250,15.142796000000001,0,49.7,"0-60","Washington",null,"Whidbey Island NAS"]
[98251,7.3891120000000017,0,50.8,"0-60","Washington",null,"Snohomish Co"]
[98252,7.5738209999999997,0,50.8,"0-60","Washington",null,"Snohomish Co"]
[98253,14.942307,0,50.8,"0-60","Washington",null,"Snohomish Co"]
[98255,14.942307,0,49.2,"0-60","Washington",null,"Bellingham Intl AP"]
[98256,14.942307,0,40.5,"0-60","Washington",null,"Stampede Pass"]
[98257,13.435374999999999,0,49.7,"0-60","Washington",null,"Whidbey Island NAS"]
[98258,12.022711999999999,0,50.8,"0-60","Washington",null,"Snohomish Co"]
[98260,14.454079999999999,0,50.8,"0-60","Washington",null,"Snohomish Co"]
[98261,14.766597999999998,0,49.7,"0-60","Washington",null,"Whidbey Island NAS"]
[98262,12.813893999999999,0,49.2,"0-60","Washington",null,"Bellingham Intl AP"]
[98263,12.813893999999999,0,49.2,"0-60","Washington",null,"Bellingham Intl AP"]
[98264,8.6934190000000022,0,49.2,"0-60","Washington",null,"Bellingham Intl AP"]
[98266,5.6465239999999994,0,49.2,"0-60","Washington",null,"Bellingham Intl AP"]
[98267,8.2660270000000011,0,50.8,"0-60","Washington",null,"Snohomish Co"]
[98270,12.382974000000001,0,50.8,"0-60","Washington",null,"Snohomish Co"]
[98271,12.600533000000002,0,50.8,"0-60","Washington",null,"Snohomish Co"]
[98272,10.922522000000001,0,50.8,"0-60","Washington",null,"Snohomish Co"]
[98273,11.625946000000001,0,49.7,"0-60","Washington",null,"Whidbey Island NAS"]
[98274,9.6113999999999997,0,49.7,"0-60","Washington",null,"Whidbey Island NAS"]
[98275,14.142804,0,50.8,"0-60","Washington",null,"Snohomish Co"]
[98276,14.142804,0,49.2,"0-60","Washington",null,"Bellingham Intl AP"]
[98277,14.65789,0,49.7,"0-60","Washington",null,"Whidbey Island NAS"]
[98278,14.502753999999999,0,49.7,"0-60","Washington",null,"Whidbey Island NAS"]
[98279,13.207333,0,49.2,"0-60","Washington",null,"Bellingham Intl AP"]
[98280,13.207333,0,49.7,"0-60","Washington",null,"Whidbey Island NAS"]
[98282,14.019589999999999,0,49.7,"0-60","Washington",null,"Whidbey Island NAS"]
[98283,8.2409019999999984,0,49.2,"0-60","Washington",null,"Bellingham Intl AP"]
[98284,6.8427229999999994,0,49.2,"0-60","Washington",null,"Bellingham Intl AP"]
[98286,6.8427229999999994,0,49.7,"0-60","Washington",null,"Whidbey Island NAS"]
[98288,7.8227969999999996,0,40.5,"0-60","Washington",null,"Stampede Pass"]
[98290,12.004303999999999,0,50.8,"0-60","Washington",null,"Snohomish Co"]
[98292,12.274421999999999,0,49.7,"0-60","Washington",null,"Whidbey Island NAS"]
[98294,8.0131329999999998,0,50.8,"0-60","Washington",null,"Snohomish Co"]
[98295,6.5205769999999985,0,49.2,"0-60","Washington",null,"Bellingham Intl AP"]
[98296,13.310478,0,50.8,"0-60","Washington",null,"Snohomish Co"]
[98297,13.310478,0,49.2,"0-60","Washington",null,"Bellingham Intl AP"]
[98303,14.960669000000001,0,50,"0-60","Washington",null,"Gray AAF"]
[98304,7.6121309999999998,0,40.5,"0-60","Washington",null,"Stampede Pass"]
[98305,3.1247950000000002,0,49.3,"0-60","Washington",null,"Quillayute State Airport"]
[98310,14.727846,0,50.1,"0-60","Washington",null,"Bremerton National"]
[98311,14.569969000000002,0,50.1,"0-60","Washington",null,"Bremerton National"]
[98312,13.140198999999999,0,50.1,"0-60","Washington",null,"Bremerton National"]
[98314,14.469997999999999,0,50.1,"0-60","Washington",null,"Bremerton National"]
[98315,14.029553,0,50.1,"0-60","Washington",null,"Bremerton National"]
[98320,3.4202310000000007,0,50.1,"0-60","Washington",null,"Bremerton National"]
[98321,7.089086,0,49.9,"0-60","Washington",null,"Tacoma McChord AFB"]
[98323,7.6610129999999996,0,49.9,"0-60","Washington",null,"Tacoma McChord AFB"]
[98325,13.801011999999998,0,50.8,"0-60","Washington",null,"Snohomish Co"]
[98326,3.2659159999999994,0,49.3,"0-60","Washington",null,"Quillayute State Airport"]
[98327,15.049508000000001,0,50,"0-60","Washington",null,"Gray AAF"]
[98328,10.466526999999999,0,49.9,"0-60","Washington",null,"Tacoma McChord AFB"]
[98329,14.190901999999999,0,50.1,"0-60","Washington",null,"Bremerton National"]
[98330,8.5951760000000004,0,50,"0-60","Washington",null,"Gray AAF"]
[98331,2.9349809999999996,0,49.3,"0-60","Washington",null,"Quillayute State Airport"]
[98332,15.433731000000002,0,51.9,"0-60","Washington",null,"Tacoma Narrows"]
[98333,15.574707,0,51.9,"0-60","Washington",null,"Tacoma Narrows"]
[98335,15.476355,0,51.9,"0-60","Washington",null,"Tacoma Narrows"]
[98336,9.3109760000000001,0,48.8,"0-60","Washington",null,"Toledo-Winlock Mem"]
[98337,14.52713,0,50.1,"0-60","Washington",null,"Bremerton National"]
[98338,13.89104,0,49.9,"0-60","Washington",null,"Tacoma McChord AFB"]
[98339,14.849460000000001,0,50.8,"0-60","Washington",null,"Snohomish Co"]
[98340,15.191616,0,50.8,"0-60","Washington",null,"Snohomish Co"]
[98342,15.300116000000001,0,50.8,"0-60","Washington",null,"Snohomish Co"]
[98345,14.833371,0,50.1,"0-60","Washington",null,"Bremerton National"]
[98346,15.242327000000001,0,50.8,"0-60","Washington",null,"Snohomish Co"]
[98349,14.486162,0,51.9,"0-60","Washington",null,"Tacoma Narrows"]
[98351,14.479378000000001,0,51.9,"0-60","Washington",null,"Tacoma Narrows"]
[98353,14.479378000000001,0,53.3,"0-60","Washington",null,"Seattle Boeing Field [ISIS]"]
[98354,15.987041,0,49.9,"0-60","Washington",null,"Tacoma McChord AFB"]
[98355,9.1906929999999996,0,50,"0-60","Washington",null,"Gray AAF"]
[98356,10.016535000000001,0,48.8,"0-60","Washington",null,"Toledo-Winlock Mem"]
[98358,15.250071999999999,0,49.7,"0-60","Washington",null,"Whidbey Island NAS"]
[98359,15.47627,0,50.1,"0-60","Washington",null,"Bremerton National"]
[98360,9.3204920000000016,0,49.9,"0-60","Washington",null,"Tacoma McChord AFB"]
[98361,9.2514210000000006,0,40.5,"0-60","Washington",null,"Stampede Pass"]
[98362,4.3921280000000005,0,48.7,"0-60","Washington",null,"William R Fairchild"]
[98363,3.7102900000000001,0,48.7,"0-60","Washington",null,"William R Fairchild"]
[98364,3.7102900000000001,0,50.8,"0-60","Washington",null,"Snohomish Co"]
[98365,14.326937000000001,0,50.8,"0-60","Washington",null,"Snohomish Co"]
[98366,15.293979999999999,0,50.1,"0-60","Washington",null,"Bremerton National"]
[98367,14.220795999999998,0,50.1,"0-60","Washington",null,"Bremerton National"]
[98368,13.432510999999998,0,49.7,"0-60","Washington",null,"Whidbey Island NAS"]
[98370,14.81851,0,50.8,"0-60","Washington",null,"Snohomish Co"]
[98371,15.612966,0,49.9,"0-60","Washington",null,"Tacoma McChord AFB"]
[98372,15.433027999999998,0,49.9,"0-60","Washington",null,"Tacoma McChord AFB"]
[98373,15.278184000000003,0,49.9,"0-60","Washington",null,"Tacoma McChord AFB"]
[98374,14.839740000000003,0,49.9,"0-60","Washington",null,"Tacoma McChord AFB"]
[98375,15.036499999999998,0,49.9,"0-60","Washington",null,"Tacoma McChord AFB"]
[98376,11.184373999999998,0,50.1,"0-60","Washington",null,"Bremerton National"]
[98377,11.008246999999999,0,48.8,"0-60","Washington",null,"Toledo-Winlock Mem"]
[98380,11.436034999999999,0,50.1,"0-60","Washington",null,"Bremerton National"]
[98381,2.8221659999999993,0,49.3,"0-60","Washington",null,"Quillayute State Airport"]
[98382,7.6719020000000002,0,48.7,"0-60","Washington",null,"William R Fairchild"]
[98383,13.722995999999998,0,50.1,"0-60","Washington",null,"Bremerton National"]
[98385,13.722995999999998,0,49.9,"0-60","Washington",null,"Tacoma McChord AFB"]
[98387,15.104424,0,49.9,"0-60","Washington",null,"Tacoma McChord AFB"]
[98388,15.533538999999999,0,51.9,"0-60","Washington",null,"Tacoma Narrows"]
[98390,15.148674999999999,0,49.9,"0-60","Washington",null,"Tacoma McChord AFB"]
[98391,13.771094000000002,0,49.9,"0-60","Washington",null,"Tacoma McChord AFB"]
[98392,15.250887999999998,0,50.8,"0-60","Washington",null,"Snohomish Co"]
[98394,14.025717999999999,0,51.9,"0-60","Washington",null,"Tacoma Narrows"]
[98396,14.025717999999999,0,49.9,"0-60","Washington",null,"Tacoma McChord AFB"]
[98402,16.157948000000001,0,51.9,"0-60","Washington",null,"Tacoma Narrows"]
[98403,16.170909000000002,0,51.9,"0-60","Washington",null,"Tacoma Narrows"]
[98404,15.982716,0,49.9,"0-60","Washington",null,"Tacoma McChord AFB"]
[98405,16.101707999999999,0,51.9,"0-60","Washington",null,"Tacoma Narrows"]
[98406,16.060603,0,51.9,"0-60","Washington",null,"Tacoma Narrows"]
[98407,16.047989999999999,0,51.9,"0-60","Washington",null,"Tacoma Narrows"]
[98408,15.916986999999999,0,49.9,"0-60","Washington",null,"Tacoma McChord AFB"]
[98409,15.936665999999999,0,49.9,"0-60","Washington",null,"Tacoma McChord AFB"]
[98416,15.936665999999999,0,51.9,"0-60","Washington",null,"Tacoma Narrows"]
[98418,16.041229999999999,0,49.9,"0-60","Washington",null,"Tacoma McChord AFB"]
[98421,16.195097000000001,0,51.9,"0-60","Washington",null,"Tacoma Narrows"]
[98422,16.302622999999997,0,51.9,"0-60","Washington",null,"Tacoma Narrows"]
[98424,15.97222,0,49.9,"0-60","Washington",null,"Tacoma McChord AFB"]
[98430,15.479153,0,50,"0-60","Washington",null,"Gray AAF"]
[98433,15.143854000000001,0,50,"0-60","Washington",null,"Gray AAF"]
[98438,15.579275999999998,0,49.9,"0-60","Washington",null,"Tacoma McChord AFB"]
[98439,15.549422,0,49.9,"0-60","Washington",null,"Tacoma McChord AFB"]
[98443,15.838274999999998,0,49.9,"0-60","Washington",null,"Tacoma McChord AFB"]
[98444,15.704901,0,49.9,"0-60","Washington",null,"Tacoma McChord AFB"]
[98445,15.637283999999999,0,49.9,"0-60","Washington",null,"Tacoma McChord AFB"]
[98446,15.399602,0,49.9,"0-60","Washington",null,"Tacoma McChord AFB"]
[98447,15.399602,0,49.9,"0-60","Washington",null,"Tacoma McChord AFB"]
[98465,16.019848,0,51.9,"0-60","Washington",null,"Tacoma Narrows"]
[98466,15.934675000000002,0,51.9,"0-60","Washington",null,"Tacoma Narrows"]
[98467,15.826121000000001,0,51.9,"0-60","Washington",null,"Tacoma Narrows"]
[98498,15.650141,0,49.9,"0-60","Washington",null,"Tacoma McChord AFB"]
[98499,15.718677,0,49.9,"0-60","Washington",null,"Tacoma McChord AFB"]
[98501,13.873331000000002,0,50.6,"0-60","Washington",null,"Olympia Airport"]
[98502,11.810449999999999,0,50.6,"0-60","Washington",null,"Olympia Airport"]
[98503,14.293198,0,50.6,"0-60","Washington",null,"Olympia Airport"]
[98506,13.888358999999999,0,50.6,"0-60","Washington",null,"Olympia Airport"]
[98512,11.571180999999999,0,50.6,"0-60","Washington",null,"Olympia Airport"]
[98513,14.487206,0,50.6,"0-60","Washington",null,"Olympia Airport"]
[98516,14.479727,0,50,"0-60","Washington",null,"Gray AAF"]
[98520,5.4804449999999996,0,50.6,"0-60","Washington",null,"Hoquiam AP"]
[98524,13.104603000000001,0,50.1,"0-60","Washington",null,"Bremerton National"]
[98526,2.9586330000000003,0,50.6,"0-60","Washington",null,"Hoquiam AP"]
[98527,2.9586330000000003,0,50.6,"0-60","Washington",null,"Hoquiam AP"]
[98528,12.478971,0,50.1,"0-60","Washington",null,"Bremerton National"]
[98530,12.478971,0,50.6,"0-60","Washington",null,"Olympia Airport"]
[98531,13.343549999999999,0,50.6,"0-60","Washington",null,"Olympia Airport"]
[98532,12.088255,0,48.8,"0-60","Washington",null,"Toledo-Winlock Mem"]
[98533,12.024235999999998,0,48.8,"0-60","Washington",null,"Toledo-Winlock Mem"]
[98535,4.9310620000000007,0,50.6,"0-60","Washington",null,"Hoquiam AP"]
[98536,4.5893700000000006,0,50.6,"0-60","Washington",null,"Hoquiam AP"]
[98537,7.0106319999999993,0,50.6,"0-60","Washington",null,"Hoquiam AP"]
[98538,11.245278000000003,0,48.8,"0-60","Washington",null,"Toledo-Winlock Mem"]
[98541,7.7951990000000002,0,50.6,"0-60","Washington",null,"Olympia Airport"]
[98542,13.979900000000001,0,48.8,"0-60","Washington",null,"Toledo-Winlock Mem"]
[98544,13.979900000000001,0,50.6,"0-60","Washington",null,"Olympia Airport"]
[98546,12.495511,0,50.1,"0-60","Washington",null,"Bremerton National"]
[98547,6.023301,0,50.6,"0-60","Washington",null,"Hoquiam AP"]
[98548,6.7813600000000003,0,50.1,"0-60","Washington",null,"Bremerton National"]
[98550,5.1596880000000001,0,50.6,"0-60","Washington",null,"Hoquiam AP"]
[98552,3.7206519999999998,0,50.6,"0-60","Washington",null,"Hoquiam AP"]
[98555,4.8401549999999993,0,50.1,"0-60","Washington",null,"Bremerton National"]
[98557,8.791720999999999,0,50.6,"0-60","Washington",null,"Olympia Airport"]
[98558,8.791720999999999,0,50,"0-60","Washington",null,"Gray AAF"]
[98559,8.791720999999999,0,50.6,"0-60","Washington",null,"Olympia Airport"]
[98560,5.7226050000000006,0,50.1,"0-60","Washington",null,"Bremerton National"]
[98563,3.4259010000000001,0,50.6,"0-60","Washington",null,"Hoquiam AP"]
[98564,11.324636999999999,0,48.8,"0-60","Washington",null,"Toledo-Winlock Mem"]
[98565,11.324636999999999,0,48.8,"0-60","Washington",null,"Toledo-Winlock Mem"]
[98568,8.9768620000000006,0,50.6,"0-60","Washington",null,"Olympia Airport"]
[98570,13.547537999999999,0,48.8,"0-60","Washington",null,"Toledo-Winlock Mem"]
[98571,3.7618569999999996,0,50.6,"0-60","Washington",null,"Hoquiam AP"]
[98572,8.7350569999999994,0,48.8,"0-60","Washington",null,"Toledo-Winlock Mem"]
[98575,3.4441539999999997,0,50.6,"0-60","Washington",null,"Hoquiam AP"]
[98576,12.891181,0,50.6,"0-60","Washington",null,"Olympia Airport"]
[98577,6.8380330000000002,0,50.6,"0-60","Washington",null,"Hoquiam AP"]
[98579,10.916482999999998,0,50.6,"0-60","Washington",null,"Olympia Airport"]
[98580,14.629530999999998,0,50,"0-60","Washington",null,"Gray AAF"]
[98581,10.953564,0,48.8,"0-60","Washington",null,"Toledo-Winlock Mem"]
[98582,13.493913000000001,0,48.8,"0-60","Washington",null,"Toledo-Winlock Mem"]
[98583,13.493913000000001,0,50.6,"0-60","Washington",null,"Hoquiam AP"]
[98584,9.674239,0,50.6,"0-60","Washington",null,"Olympia Airport"]
[98585,11.865069999999999,0,48.8,"0-60","Washington",null,"Toledo-Winlock Mem"]
[98586,6.0588730000000002,0,51.5,"0-60","Oregon",null,"Astoria Regional Airport"]
[98587,3.1183950000000005,0,50.6,"0-60","Washington",null,"Hoquiam AP"]
[98588,10.808752,0,50.1,"0-60","Washington",null,"Bremerton National"]
[98589,13.782611000000001,0,50.6,"0-60","Washington",null,"Olympia Airport"]
[98591,13.954219000000002,0,48.8,"0-60","Washington",null,"Toledo-Winlock Mem"]
[98592,11.021884,0,50.1,"0-60","Washington",null,"Bremerton National"]
[98593,12.347130999999999,0,48.8,"0-60","Washington",null,"Toledo-Winlock Mem"]
[98596,13.468724999999999,0,48.8,"0-60","Washington",null,"Toledo-Winlock Mem"]
[98597,12.601165999999999,0,50,"0-60","Washington",null,"Gray AAF"]
[98601,12.652326999999998,60,54,"61-120","Oregon",null,"Portland International AP"]
[98602,25.915545000000002,60,54.9,"61-120","Washington",null,"The Dalles Municipal Arpt"]
[98603,11.998982000000002,60,52.2,"61-120","Washington",null,"Kelso Wb AP"]
[98604,14.877669000000001,60,54,"61-120","Oregon",null,"Portland International AP"]
[98605,19.358552000000003,60,54.9,"61-120","Washington",null,"The Dalles Municipal Arpt"]
[98606,14.745585999999999,60,54,"61-120","Oregon",null,"Portland International AP"]
[98607,14.767414,60,53.9,"61-120","Oregon",null,"Portland/Troutdale"]
[98610,15.856480999999999,60,53.9,"61-120","Oregon",null,"Portland/Troutdale"]
[98611,13.412677000000002,0,48.8,"0-60","Washington",null,"Toledo-Winlock Mem"]
[98612,9.8262150000000013,60,52.2,"61-120","Washington",null,"Kelso Wb AP"]
[98613,32.335894000000003,60,54.9,"61-120","Washington",null,"The Dalles Municipal Arpt"]
[98616,10.582245,60,52.2,"61-120","Washington",null,"Kelso Wb AP"]
[98617,33.213543000000001,60,54.9,"61-120","Washington",null,"The Dalles Municipal Arpt"]
[98619,21.796575000000001,60,54.9,"61-120","Washington",null,"The Dalles Municipal Arpt"]
[98620,29.415918000000001,60,54.9,"61-120","Washington",null,"The Dalles Municipal Arpt"]
[98621,7.8980620000000012,0,51.5,"0-60","Oregon",null,"Astoria Regional Airport"]
[98625,13.529897999999999,60,52.2,"61-120","Washington",null,"Kelso Wb AP"]
[98626,13.274656999999999,60,52.2,"61-120","Washington",null,"Kelso Wb AP"]
[98628,28.082757999999998,60,54.9,"61-120","Washington",null,"The Dalles Municipal Arpt"]
[98629,15.013957000000001,60,54,"61-120","Oregon",null,"Portland International AP"]
[98632,11.983314,60,52.2,"61-120","Washington",null,"Kelso Wb AP"]
[98635,28.393436999999999,60,54.9,"61-120","Washington",null,"The Dalles Municipal Arpt"]
[98638,6.7111960000000002,0,51.5,"0-60","Oregon",null,"Astoria Regional Airport"]
[98639,6.7111960000000002,60,53.9,"61-120","Oregon",null,"Portland/Troutdale"]
[98642,16.481464000000003,60,54,"61-120","Oregon",null,"Portland International AP"]
[98643,8.2214069999999992,0,51.5,"0-60","Oregon",null,"Astoria Regional Airport"]
[98645,13.624694,0,48.8,"0-60","Washington",null,"Toledo-Winlock Mem"]
[98647,8.742526999999999,0,51.5,"0-60","Oregon",null,"Astoria Regional Airport"]
[98648,12.198228,60,53.9,"61-120","Oregon",null,"Portland/Troutdale"]
[98649,10.679740000000001,60,48.8,"61-120","Washington",null,"Toledo-Winlock Mem"]
[98650,17.355228,60,54.9,"61-120","Washington",null,"The Dalles Municipal Arpt"]
[98651,21.940860000000001,60,54.9,"61-120","Washington",null,"The Dalles Municipal Arpt"]
[98660,17.842874000000002,0,54,"0-60","Oregon",null,"Portland International AP"]
[98661,17.518138,0,54,"0-60","Oregon",null,"Portland International AP"]
[98662,16.851182000000001,60,54,"61-120","Oregon",null,"Portland International AP"]
[98663,17.651254999999999,0,54,"0-60","Oregon",null,"Portland International AP"]
[98664,17.337952000000001,0,54,"0-60","Oregon",null,"Portland International AP"]
[98665,17.451356000000001,0,54,"0-60","Oregon",null,"Portland International AP"]
[98670,17.451356000000001,60,54.9,"61-120","Washington",null,"The Dalles Municipal Arpt"]
[98671,12.900483000000001,60,53.9,"61-120","Oregon",null,"Portland/Troutdale"]
[98672,22.557671000000003,60,54.9,"61-120","Washington",null,"The Dalles Municipal Arpt"]
[98673,22.557671000000003,60,54.9,"61-120","Washington",null,"The Dalles Municipal Arpt"]
[98674,14.367714000000001,60,52.2,"61-120","Washington",null,"Kelso Wb AP"]
[98675,12.947193000000002,60,53.9,"61-120","Oregon",null,"Portland/Troutdale"]
[98682,15.584461000000001,60,54,"61-120","Oregon",null,"Portland International AP"]
[98683,16.734857999999999,0,54,"0-60","Oregon",null,"Portland International AP"]
[98684,16.560469000000001,60,54,"61-120","Oregon",null,"Portland International AP"]
[98685,17.513024000000001,60,54,"61-120","Oregon",null,"Portland International AP"]
[98686,16.990692000000003,60,54,"61-120","Oregon",null,"Portland International AP"]
[98801,27.731495999999996,60,51.5,"61-120","Washington",null,"Wenatchee/Pangborn"]
[98802,32.075378000000001,60,51.5,"61-120","Washington",null,"Wenatchee/Pangborn"]
[98811,32.075378000000001,60,51.5,"61-120","Washington",null,"Wenatchee/Pangborn"]
[98812,28.392774999999997,60,51.5,"61-120","Washington",null,"Wenatchee/Pangborn"]
[98813,31.73432,60,52.6,"61-120","Washington",null,"Ephrata AP FCWOS"]
[98814,22.875794999999997,60,51.5,"61-120","Washington",null,"Wenatchee/Pangborn"]
[98815,26.130997000000001,60,51.5,"61-120","Washington",null,"Wenatchee/Pangborn"]
[98816,26.065977999999998,60,51.5,"61-120","Washington",null,"Wenatchee/Pangborn"]
[98817,26.065977999999998,60,51.5,"61-120","Washington",null,"Wenatchee/Pangborn"]
[98819,26.065977999999998,60,51.5,"61-120","Washington",null,"Wenatchee/Pangborn"]
[98821,26.065977999999998,60,51.5,"61-120","Washington",null,"Wenatchee/Pangborn"]
[98822,19.239894,60,51.5,"61-120","Washington",null,"Wenatchee/Pangborn"]
[98823,38.680439,60,52.6,"61-120","Washington",null,"Ephrata AP FCWOS"]
[98824,38.680439,60,52.6,"61-120","Washington",null,"Ephrata AP FCWOS"]
[98826,12.759820000000001,60,51.5,"61-120","Washington",null,"Wenatchee/Pangborn"]
[98827,18.875757000000004,60,51.5,"61-120","Washington",null,"Wenatchee/Pangborn"]
[98828,30.711416000000003,60,51.5,"61-120","Washington",null,"Wenatchee/Pangborn"]
[98829,30.711416000000003,60,51.5,"61-120","Washington",null,"Wenatchee/Pangborn"]
[98830,31.832262,60,52.6,"61-120","Washington",null,"Ephrata AP FCWOS"]
[98831,27.42848,60,51.5,"61-120","Washington",null,"Wenatchee/Pangborn"]
[98832,37.460287000000001,60,52.1,"61-120","Washington",null,"Moses Lake Grant County AP"]
[98833,14.653972,0,49.2,"0-60","Washington",null,"Bellingham Intl AP"]
[98834,26.898904999999996,60,51.5,"61-120","Washington",null,"Wenatchee/Pangborn"]
[98836,26.898904999999996,60,51.5,"61-120","Washington",null,"Wenatchee/Pangborn"]
[98837,40.232367000000004,60,52.1,"61-120","Washington",null,"Moses Lake Grant County AP"]
[98840,28.736820000000002,60,52.6,"61-120","Washington",null,"Ephrata AP FCWOS"]
[98841,27.926102999999998,60,52.6,"61-120","Washington",null,"Ephrata AP FCWOS"]
[98843,30.849735999999996,60,51.5,"61-120","Washington",null,"Wenatchee/Pangborn"]
[98844,22.478732000000001,60,52.6,"61-120","Washington",null,"Ephrata AP FCWOS"]
[98845,34.875791999999997,60,51.5,"61-120","Washington",null,"Wenatchee/Pangborn"]
[98846,28.952032000000003,60,51.5,"61-120","Washington",null,"Wenatchee/Pangborn"]
[98847,19.211883,60,51.5,"61-120","Washington",null,"Wenatchee/Pangborn"]
[98848,38.876474999999999,60,52.6,"61-120","Washington",null,"Ephrata AP FCWOS"]
[98849,23.104054000000001,60,52.6,"61-120","Washington",null,"Ephrata AP FCWOS"]
[98850,34.531280000000002,60,51.5,"61-120","Washington",null,"Wenatchee/Pangborn"]
[98851,37.421059999999997,60,52.6,"61-120","Washington",null,"Ephrata AP FCWOS"]
[98852,12.179974000000001,60,51.5,"61-120","Washington",null,"Wenatchee/Pangborn"]
[98853,12.179974000000001,60,52.6,"61-120","Washington",null,"Ephrata AP FCWOS"]
[98855,23.368553000000002,60,52.6,"61-120","Washington",null,"Ephrata AP FCWOS"]
[98856,16.712126000000001,60,51.5,"61-120","Washington",null,"Wenatchee/Pangborn"]
[98857,40.012036999999999,60,52.1,"61-120","Washington",null,"Moses Lake Grant County AP"]
[98858,32.675543999999995,60,51.5,"61-120","Washington",null,"Wenatchee/Pangborn"]
[98859,18.891539999999999,60,46.1,"61-120","Washington",null,"Fairchild AFB"]
[98860,18.891539999999999,60,52.1,"61-120","Washington",null,"Moses Lake Grant County AP"]
[98862,19.829554000000002,60,51.5,"61-120","Washington",null,"Wenatchee/Pangborn"]
[98901,36.638728999999998,60,49.9,"61-120","Washington",null,"Yakima Air Terminal"]
[98902,37.849018999999998,60,49.9,"61-120","Washington",null,"Yakima Air Terminal"]
[98903,33.939940999999997,60,49.9,"61-120","Washington",null,"Yakima Air Terminal"]
[98908,33.414962000000003,60,49.9,"61-120","Washington",null,"Yakima Air Terminal"]
[98921,33.414962000000003,60,49.9,"61-120","Washington",null,"Yakima Air Terminal"]
[98922,14.126042,60,40.5,"61-120","Washington",null,"Stampede Pass"]
[98923,29.627451000000001,60,49.9,"61-120","Washington",null,"Yakima Air Terminal"]
[98925,29.627451000000001,0,40.5,"0-60","Washington",null,"Stampede Pass"]
[98926,30.908302000000006,60,51.5,"61-120","Washington",null,"Wenatchee/Pangborn"]
[98929,30.908302000000006,60,40.5,"61-120","Washington",null,"Stampede Pass"]
[98930,42.475729000000001,60,52.4,"61-120","Washington",null,"Hanford"]
[98932,41.623405000000005,60,49.9,"61-120","Washington",null,"Yakima Air Terminal"]
[98933,38.008051999999999,60,49.9,"61-120","Washington",null,"Yakima Air Terminal"]
[98934,38.008051999999999,60,49.9,"61-120","Washington",null,"Yakima Air Terminal"]
[98935,39.248629000000001,60,49.9,"61-120","Washington",null,"Yakima Air Terminal"]
[98936,37.077853000000005,60,49.9,"61-120","Washington",null,"Yakima Air Terminal"]
[98937,14.586077999999999,60,40.5,"61-120","Washington",null,"Stampede Pass"]
[98938,39.844293000000008,60,49.9,"61-120","Washington",null,"Yakima Air Terminal"]
[98939,39.844293000000008,60,49.9,"61-120","Washington",null,"Yakima Air Terminal"]
[98940,39.844293000000008,60,40.5,"61-120","Washington",null,"Stampede Pass"]
[98941,39.844293000000008,60,40.5,"61-120","Washington",null,"Stampede Pass"]
[98942,29.696541,60,49.9,"61-120","Washington",null,"Yakima Air Terminal"]
[98943,29.696541,60,40.5,"61-120","Washington",null,"Stampede Pass"]
[98944,40.322946000000002,60,52.4,"61-120","Washington",null,"Hanford"]
[98946,17.715396000000002,60,40.5,"61-120","Washington",null,"Stampede Pass"]
[98947,26.812805999999998,60,49.9,"61-120","Washington",null,"Yakima Air Terminal"]
[98948,40.613231999999996,60,49.9,"61-120","Washington",null,"Yakima Air Terminal"]
[98950,40.613231999999996,60,52.4,"61-120","Washington",null,"Hanford"]
[98951,39.425630999999996,60,49.9,"61-120","Washington",null,"Yakima Air Terminal"]
[98952,32.036236000000002,60,49.9,"61-120","Washington",null,"Yakima Air Terminal"]
[98953,40.529731999999996,60,49.9,"61-120","Washington",null,"Yakima Air Terminal"]
[99001,31.128985,60,47.7,"61-120","Washington",null,"Spokane International AP [Cheney - UO]"]
[99003,26.552408,60,49.3,"61-120","Washington",null,"Felts Fld"]
[99004,31.501674000000005,60,46.1,"61-120","Washington",null,"Fairchild AFB"]
[99005,28.869389000000002,60,49.3,"61-120","Washington",null,"Felts Fld"]
[99006,28.347705000000001,60,49.3,"61-120","Washington",null,"Felts Fld"]
[99008,31.394935000000004,60,46.1,"61-120","Washington",null,"Fairchild AFB"]
[99009,25.088954000000001,60,49.3,"61-120","Washington",null,"Felts Fld"]
[99011,31.133597000000002,60,46.1,"61-120","Washington",null,"Fairchild AFB"]
[99012,27.974107,60,49.3,"61-120","Washington",null,"Felts Fld"]
[99013,30.068227000000004,60,46.1,"61-120","Washington",null,"Fairchild AFB"]
[99016,26.655143000000002,60,49.3,"61-120","Washington",null,"Felts Fld"]
[99017,33.680163,60,46.1,"61-120","Washington",null,"Fairchild AFB"]
[99018,27.748454000000002,60,49.3,"61-120","Washington",null,"Felts Fld"]
[99019,25.772184000000003,60,49.3,"61-120","Washington",null,"Felts Fld"]
[99020,25.772184000000003,60,47.7,"61-120","Washington",null,"Spokane International AP [Cheney - UO]"]
[99021,26.638178,60,49.3,"61-120","Washington",null,"Felts Fld"]
[99022,31.147930000000002,60,46.1,"61-120","Washington",null,"Fairchild AFB"]
[99023,26.878547000000005,60,49.3,"61-120","Washington",null,"Felts Fld"]
[99025,24.522226,60,47.1,"61-120","Idaho",null,"Coeur D`Alene (AWOS)"]
[99026,30.490227000000001,60,46.1,"61-120","Washington",null,"Fairchild AFB"]
[99027,26.659347999999998,60,49.3,"61-120","Washington",null,"Felts Fld"]
[99029,30.810851,60,46.1,"61-120","Washington",null,"Fairchild AFB"]
[99030,26.703968,60,49.3,"61-120","Washington",null,"Felts Fld"]
[99031,29.658721999999997,60,47.7,"61-120","Washington",null,"Spokane International AP [Cheney - UO]"]
[99032,33.037223999999995,60,46.1,"61-120","Washington",null,"Fairchild AFB"]
[99033,27.260905999999999,60,49.3,"61-120","Washington",null,"Felts Fld"]
[99034,30.168840999999997,60,46.1,"61-120","Washington",null,"Fairchild AFB"]
[99036,28.786182999999998,60,49.3,"61-120","Washington",null,"Felts Fld"]
[99037,27.581679000000001,60,49.3,"61-120","Washington",null,"Felts Fld"]
[99039,27.581679000000001,60,47.7,"61-120","Washington",null,"Spokane International AP [Cheney - UO]"]
[99040,29.740381999999997,60,46.1,"61-120","Washington",null,"Fairchild AFB"]
[99101,25.697976000000001,60,46.1,"61-120","Washington",null,"Fairchild AFB"]
[99102,25.697976000000001,60,48.1,"61-120","Washington",null,"Pullman/Moscow Rgnl"]
[99103,32.498981999999998,60,52.6,"61-120","Washington",null,"Ephrata AP FCWOS"]
[99105,36.223560000000006,60,48.1,"61-120","Washington",null,"Pullman/Moscow Rgnl"]
[99109,24.043849000000002,60,46.1,"61-120","Washington",null,"Fairchild AFB"]
[99110,27.79147,60,49.3,"61-120","Washington",null,"Felts Fld"]
[99111,31.520254000000005,60,48.1,"61-120","Washington",null,"Pullman/Moscow Rgnl"]
[99113,31.139929999999996,60,48.1,"61-120","Washington",null,"Pullman/Moscow Rgnl"]
[99114,20.0047,60,49.3,"61-120","Washington",null,"Felts Fld"]
[99115,35.962125,60,52.6,"61-120","Washington",null,"Ephrata AP FCWOS"]
[99116,26.804013999999999,60,52.6,"61-120","Washington",null,"Ephrata AP FCWOS"]
[99117,30.851380999999996,60,46.1,"61-120","Washington",null,"Fairchild AFB"]
[99118,17.972904,60,46.1,"61-120","Washington",null,"Fairchild AFB"]
[99119,18.728149000000002,60,47.1,"61-120","Idaho",null,"Coeur D`Alene (AWOS)"]
[99121,16.287380000000002,60,46.1,"61-120","Washington",null,"Fairchild AFB"]
[99122,30.973157999999998,60,46.1,"61-120","Washington",null,"Fairchild AFB"]
[99123,31.625397,60,52.6,"61-120","Washington",null,"Ephrata AP FCWOS"]
[99124,31.625397,60,52.6,"61-120","Washington",null,"Ephrata AP FCWOS"]
[99125,34.719740999999992,60,48.1,"61-120","Washington",null,"Pullman/Moscow Rgnl"]
[99126,22.129067000000003,60,46.1,"61-120","Washington",null,"Fairchild AFB"]
[99128,27.184075999999997,60,48.1,"61-120","Washington",null,"Pullman/Moscow Rgnl"]
[99129,29.010219000000003,60,46.1,"61-120","Washington",null,"Fairchild AFB"]
[99130,28.144808999999999,60,48.1,"61-120","Washington",null,"Pullman/Moscow Rgnl"]
[99131,26.466196,60,46.1,"61-120","Washington",null,"Fairchild AFB"]
[99133,30.698820000000001,60,52.6,"61-120","Washington",null,"Ephrata AP FCWOS"]
[99134,33.070881999999997,60,46.1,"61-120","Washington",null,"Fairchild AFB"]
[99135,33.628680000000003,60,52.6,"61-120","Washington",null,"Ephrata AP FCWOS"]
[99136,36.815083000000001,60,48.1,"61-120","Washington",null,"Pullman/Moscow Rgnl"]
[99137,26.738952000000001,60,46.1,"61-120","Washington",null,"Fairchild AFB"]
[99138,24.501364000000002,60,46.1,"61-120","Washington",null,"Fairchild AFB"]
[99139,14.598177000000003,60,47.1,"61-120","Idaho",null,"Coeur D`Alene (AWOS)"]
[99140,28.342304000000002,60,46.1,"61-120","Washington",null,"Fairchild AFB"]
[99141,20.343355000000003,60,46.1,"61-120","Washington",null,"Fairchild AFB"]
[99143,36.336913000000003,60,48.1,"61-120","Washington",null,"Pullman/Moscow Rgnl"]
[99144,36.336913000000003,60,52.1,"61-120","Washington",null,"Moses Lake Grant County AP"]
[99147,30.462461000000005,60,46.1,"61-120","Washington",null,"Fairchild AFB"]
[99148,25.656322999999997,60,49.3,"61-120","Washington",null,"Felts Fld"]
[99149,25.656322999999997,60,47.7,"61-120","Washington",null,"Spokane International AP [Cheney - UO]"]
[99150,19.274911999999997,60,46.1,"61-120","Washington",null,"Fairchild AFB"]
[99151,19.274911999999997,60,46.1,"61-120","Washington",null,"Fairchild AFB"]
[99152,19.274911999999997,60,47.1,"61-120","Idaho",null,"Coeur D`Alene (AWOS)"]
[99153,10.532876000000002,60,47.1,"61-120","Idaho",null,"Coeur D`Alene (AWOS)"]
[99154,10.532876000000002,60,46.1,"61-120","Washington",null,"Fairchild AFB"]
[99155,10.532876000000002,60,52.6,"61-120","Washington",null,"Ephrata AP FCWOS"]
[99156,21.689102999999999,60,47.1,"61-120","Idaho",null,"Coeur D`Alene (AWOS)"]
[99157,17.534797000000001,60,49.3,"61-120","Washington",null,"Felts Fld"]
[99158,28.596318,60,48.1,"61-120","Washington",null,"Pullman/Moscow Rgnl"]
[99159,35.324317999999998,60,52.1,"61-120","Washington",null,"Moses Lake Grant County AP"]
[99160,35.324317999999998,60,46.1,"61-120","Washington",null,"Fairchild AFB"]
[99161,28.015340999999999,60,48.1,"61-120","Washington",null,"Pullman/Moscow Rgnl"]
[99163,29.510389000000004,60,48.1,"61-120","Washington",null,"Pullman/Moscow Rgnl"]
[99164,28.876103000000001,60,48.1,"61-120","Washington",null,"Pullman/Moscow Rgnl"]
[99166,19.641755,60,46.1,"61-120","Washington",null,"Fairchild AFB"]
[99167,25.061980999999999,60,46.1,"61-120","Washington",null,"Fairchild AFB"]
[99169,35.825702999999997,60,52.1,"61-120","Washington",null,"Moses Lake Grant County AP"]
[99170,29.894715999999999,60,47.7,"61-120","Washington",null,"Spokane International AP [Cheney - UO]"]
[99171,32.224881000000003,60,48.1,"61-120","Washington",null,"Pullman/Moscow Rgnl"]
[99173,28.385140000000003,60,46.1,"61-120","Washington",null,"Fairchild AFB"]
[99174,28.385140000000003,60,48.1,"61-120","Washington",null,"Pullman/Moscow Rgnl"]
[99176,29.683937,60,48.1,"61-120","Washington",null,"Pullman/Moscow Rgnl"]
[99179,32.749778000000006,60,52.4,"61-120","Idaho",null,"Lewiston Nez Perce Cnty AP"]
[99180,20.989331000000004,60,49.3,"61-120","Washington",null,"Felts Fld"]
[99181,27.210795000000005,60,46.1,"61-120","Washington",null,"Fairchild AFB"]
[99185,31.902889999999999,60,52.1,"61-120","Washington",null,"Moses Lake Grant County AP"]
[99201,30.662044000000002,60,47.7,"61-120","Washington",null,"Spokane International AP [Cheney - UO]"]
[99202,30.164289000000004,60,49.3,"61-120","Washington",null,"Felts Fld"]
[99203,30.466111000000001,60,49.3,"61-120","Washington",null,"Felts Fld"]
[99204,30.647593999999998,60,47.7,"61-120","Washington",null,"Spokane International AP [Cheney - UO]"]
[99205,30.693922000000001,60,49.3,"61-120","Washington",null,"Felts Fld"]
[99206,28.524686999999997,60,49.3,"61-120","Washington",null,"Felts Fld"]
[99207,30.259833999999998,60,49.3,"61-120","Washington",null,"Felts Fld"]
[99208,30.293654999999998,60,49.3,"61-120","Washington",null,"Felts Fld"]
[99212,29.257159000000001,60,49.3,"61-120","Washington",null,"Felts Fld"]
[99216,27.867769000000003,60,49.3,"61-120","Washington",null,"Felts Fld"]
[99217,28.413087999999995,60,49.3,"61-120","Washington",null,"Felts Fld"]
[99218,30.310416,60,49.3,"61-120","Washington",null,"Felts Fld"]
[99223,29.688437999999998,60,49.3,"61-120","Washington",null,"Felts Fld"]
[99224,30.868786999999998,60,47.7,"61-120","Washington",null,"Spokane International AP [Cheney - UO]"]
[99301,41.524496999999997,60,53.8,"61-120","Washington",null,"Pasco"]
[99320,42.402138000000001,60,53.8,"61-120","Washington",null,"Pasco"]
[99321,41.928148000000007,60,52.4,"61-120","Washington",null,"Hanford"]
[99322,37.614478999999996,60,49.9,"61-120","Washington",null,"Yakima Air Terminal"]
[99323,43.309400999999994,60,53.8,"61-120","Washington",null,"Pasco"]
[99324,38.457605000000001,60,53.8,"61-120","Washington",null,"Walla Walla City County AP"]
[99326,39.838060000000006,60,53.8,"61-120","Washington",null,"Pasco"]
[99328,30.405650000000001,60,53.8,"61-120","Washington",null,"Walla Walla City County AP"]
[99329,30.405650000000001,60,53.8,"61-120","Washington",null,"Walla Walla City County AP"]
[99330,43.091746999999998,60,53.8,"61-120","Washington",null,"Pasco"]
[99333,43.091746999999998,60,53.8,"61-120","Washington",null,"Walla Walla City County AP"]
[99335,43.091746999999998,60,53.8,"61-120","Washington",null,"Walla Walla City County AP"]
[99336,44.162627999999998,60,53.8,"61-120","Washington",null,"Pasco"]
[99337,42.651564,60,53.8,"61-120","Washington",null,"Pasco"]
[99338,42.217696000000004,60,53.8,"61-120","Washington",null,"Pasco"]
[99341,38.053361000000002,60,52.1,"61-120","Washington",null,"Moses Lake Grant County AP"]
[99343,42.751033999999997,60,52.4,"61-120","Washington",null,"Hanford"]
[99344,41.380074999999998,60,52.4,"61-120","Washington",null,"Hanford"]
[99345,41.380074999999998,60,53.8,"61-120","Washington",null,"Pasco"]
[99346,41.380074999999998,60,53.8,"61-120","Washington",null,"Pasco"]
[99347,31.206390000000003,60,52.4,"61-120","Idaho",null,"Lewiston Nez Perce Cnty AP"]
[99348,38.724903999999995,60,53.8,"61-120","Washington",null,"Walla Walla City County AP"]
[99349,42.524351000000003,60,52.4,"61-120","Washington",null,"Hanford"]
[99350,41.505873999999991,60,52.4,"61-120","Washington",null,"Hanford"]
[99352,44.051379999999995,60,53.8,"61-120","Washington",null,"Pasco"]
[99353,43.873640000000009,60,53.8,"61-120","Washington",null,"Pasco"]
[99354,44.335658000000002,60,53.8,"61-120","Washington",null,"Pasco"]
[99356,35.068913000000002,60,54.9,"61-120","Washington",null,"The Dalles Municipal Arpt"]
[99357,41.924976999999998,60,52.4,"61-120","Washington",null,"Hanford"]
[99359,41.924976999999998,60,53.8,"61-120","Washington",null,"Walla Walla City County AP"]
[99360,41.678536999999999,60,53.8,"61-120","Washington",null,"Walla Walla City County AP"]
[99361,34.68974,60,53.8,"61-120","Washington",null,"Walla Walla City County AP"]
[99362,37.163240000000002,60,53.8,"61-120","Washington",null,"Walla Walla City County AP"]
[99363,37.163240000000002,60,53.8,"61-120","Washington",null,"Pasco"]
[99371,36.789402000000003,60,53.8,"61-120","Washington",null,"Walla Walla City County AP"]
[99401,30.376089999999998,60,52.4,"61-120","Idaho",null,"Lewiston Nez Perce Cnty AP"]
[99402,31.473495000000003,60,52.4,"61-120","Idaho",null,"Lewiston Nez Perce Cnty AP"]
[99403,29.970665999999998,60,52.4,"61-120","Idaho",null,"Lewiston Nez Perce Cnty AP"]